## Sheet1
WEEKLY MATERIAL INVENTORY
F-IVM-008 ¦¦ Rev.1 ¦¦ 10/05/2021
Central Warehouse
Period Covered: October 1-31, 2024
Item Code | Item Description | Trading | UOM | SOH | Qty Received | Qty Issued
0A-01-10002 | Architectural, Ceiling and Drywall Partitions - Boards - Hardiflex, 4' x 8' x 1/4" | 0-Architectural | Piece | 0 | 0 | 0
0A-01-10003 | Architectural, Ceiling and Drywall Partitions - Boards - MDF, 3/4" x 4' x 8' | 0-Architectural | Piece | 12 | 0 | 0
0A-01-2003 | Architectural, Ceiling and Drywall Partitions - Boards - Fiber Cement Boards4'x8'x1/4" thk. | 0-Architectural | Piece | 34 | 0 | 16
0A-01-3001 | Architectural, Ceiling and Drywall Partitions - Boards - Gypsum Boards4'x8'x1/2" thk. | 0-Architectural | Piece | 0 | 0 | 0
0A-01-3011 | Architectural, Ceiling and Drywall Partitions - Boards - Gypsum Boards, Regular Blue, 4' x 8' x 12mm Gyproc | 0-Architectural | Piece | 207 | 0 | 60
0A-01-3100 | Architectural, Ceiling and Drywall Partitions - Boards - Gypsum Boards, MR, 4'x8'x12mm thk. | 0-Architectural | Piece | 15 | 0 | 2
0A-01-4001 | Architectural, Ceiling and Drywall Partitions - Boards - MDF, 12" x 4' x 8' | 0-Architectural | Sheet | 14 | 0 | 0
0A-02-0001 | Architectural, Ceiling and Drywall Partitions - Moldings - 1" x 10' | 0-Architectural | Length_3 | 0 | 0 | 0
0A-02-1001 | Architectural, Ceiling and Drywall Partitions - Moldings - PVC, 1/2" | 0-Architectural | Length_3 | 51 | 0 | 0
0A-02-1002 | Architectural, Ceiling and Drywall Partitions - Moldings - PVC, 3/4" | 0-Architectural | Length_3 | 6 | 0 | 0
0A-02-1003 | Architectural, Ceiling and Drywall Partitions - Moldings - PVC, , , 2" x 8' | 0-Architectural | Length_2.4 | 132 | 0 | 0
0A-02-1110 | Architectural, Ceiling and Drywall Partitions - Moldings - PVC, Grooved, ZB12-245 | 0-Architectural | Length_3 | 459 | 0 | 125
0A-02-2002 | Architectural, Ceiling and Drywall Partitions - Moldings - Cornice, 1" x 10' (Wood) | 0-Architectural | Length_3 | 2 | 0 | 0
SS-Temp-001 | Architectural, Ceiling and Drywall Partitions - Moldings - 1" x 8' | 0-Architectural | Length_2.4 | 575 | 0 | 0
0A-02-7000 | Architectural, Ceiling and Drywall Partitions - Moldings - PVC, Grooved, PGU20 | 0-Architectural | Length_2.4 | 83 | 0 | 0
0B-02-1017 | Architectural, Ceiling Grid Components and Frames - Channel - Aluminum, Carrying, 1 1/2" x 1/2" x 5m (40mm x 15mm x 5m) | 0-Architectural | Length_5 | 1485 | 0 | 0
0B-02-1022 | Architectural, Ceiling Grid Components and Frames - Channel - Aluminum, Unistrut , 1 1/2" x 1 1/2" x 10' (40mm x 40mm x 3m) | 0-Architectural | Length_3 | 0 | 0 | 0
0A-02-8100 | Architectural, Ceiling and Drywall Partitions - Moldings - Treated KD Lauan Wood, Sanded End Moulding, 0.40 x 8ft | 0-Architectural | Length_3 | 10 | 0 | 0
0B-03-1103 | Architectural, Ceiling Grid Components and Frames - Furring - Metal, Double19mm x 50mm x 5m;Gauge 0.6mm | 0-Architectural | Length_5 | 4 | 0 | 0
0B-05-1001 | Architectural, Ceiling Grid Components and Frames - Furring W-Clip - Metal0.40mm | 0-Architectural | Piece | 10651 | 0 | 0
0B-06-0100 | Architectural, Ceiling Grid Components and Frames - Furring Clip - Single | 0-Architectural | Piece | 422 | 0 | 0
0B-07-0011 | Architectural, Ceiling Grid Components and Frames - Wall Angle - , Pre-painted, 1" x 1" x 10' ;Gauge 0.4mm | 0-Architectural | Length_3 | 51 | 0 | 0
no item code | Architectural, Ceiling Grid Components and Frames - Wall Angle - Aluminum 1" x 1" x 10' ;Gauge 0.4mm | 0-Architectural | Length_6 | 0 | 0 | 0
0B-07-0101 | Architectural, Ceiling Grid Components and Frames - Wall Angle - PVC Shadowline15mm x 8mm x 3m | 0-Architectural | Length_3 | 38 | 0 | 0
0B-07-2001 | Architectural, Ceiling Grid Components and Frames - Wall Angle - GI, 1" x 1" x 3m (0.4mm) | 0-Architectural | Length_3 | 273 | 0 | 0
0B-08-0101 | Architectural, Ceiling Grid Components and Frames - Tee - Main1" x 1" x 12' | 0-Architectural | Length_4 | 642 | 0 | 0
0B-08-0201 | Architectural, Ceiling Grid Components and Frames - Tee - Cross1" x 1" x 4' (25mm x 25mm x 1220mm) | 0-Architectural | Length | 7403 | 0 | 0
0B-09-0011 | Architectural, Ceiling Grid Components and Frames - Dripmould - , White, 1/2" x 1" x 8' | 0-Architectural | Length_2.4 | 645 | 0 | 0
0B-10-0300 | Architectural, Ceiling Grid Components and Frames - Hanger Braket - Carrying channel | 0-Architectural | Piece | 68 | 0 | 0
0B-11-0100 | Architectural, Ceiling Grid Components and Frames - Suspension Clip/Rod - GI | 0-Architectural | Set | 115 | 0 | 0
0B-13-0101 | Architectural, Ceiling Grid Components and Frames - Panel - V Shape Panel Plain 3m | 0-Architectural | Length_4 | 0 | 0 | 0
0B-13-0103 | Architectural, Ceiling Grid Components and Frames - Hanger - V-shaped Hanger Connector 11cm | 0-Architectural | Piece | 0 | 0 | 0
0B-13-0104 | Architectural, Ceiling Grid Components and Frames - Hanger - V-shaped Hanger Bracket 3 1/2" | 0-Architectural | Piece | 0 | 0 | 0
0C-02-2103 | Architectural, Doors - Wood - Flush, Single PanelSize: 0.80x2.10mts | 0-Architectural | Set | 1 | 0 | 0
0C-03-1112 | Architectural, Doors - Plastic - Plain , Single Panel, Chocolate Brown, Size: 0.60x2.10m | 0-Architectural | Set | 26 | 0 | 0
0D-09-0002 | Architectural, Door Accessories - Door Closer - Size 3" w/ hold Lever Arm Hafele Code 931-89-059 | 0-Architectural | Piece | 61 | 0 | 0
0D-09-0010 | Architectural, Door Accessories - Door Closer - 180 deg. | 0-Architectural | Piece | 145 | 0 | 5
0D-09-0102 | Architectural, Door Accessories - Door Closer - w/ hold-open arm80kg | 0-Architectural | Piece | 0 | 0 | 0
0D-09-1000 | Architectural, Door Accessories - Door Closer - Aluminum (931.84.629 DCL11) | 0-Architectural | Piece | 90 | 0 | 0
0D-10-0400 | Architectural, Door Accessories - Door Handle - Lever Handle | 0-Architectural | Piece | 15 | 0 | 0
0D-10-1110 | Architectural, Door Accessories - Door Handle - Stainless Steel, Lever Type, Satin Chrome Finish | 0-Architectural | Piece | 52 | 0 | 0
0D-11-1001 | Architectural, Door Accessories - Door Hinges - Butt Hinges4"x3"x2mm 489.04.000 | 0-Architectural | Piece | 1 | 0 | 0
0D-11-2001 | Architectural, Door Accessories - Door Hinges - Standard Duty Hinges3.5 x 3.5 x 3mm | 0-Architectural | Piece | 0 | 0 | 0
0D-11-6000 | Architectural, Door Accessories - Door Hinges - Spring Hinge 4" X 3" | 0-Architectural | Piece | 3 | 0 | 0
0D-12-0100 | Architectural, Door Accessories - Door Knob/LockSets - Door Knob Cylindrical | 0-Architectural | Piece | 15 | 0 | 0
0D-12-12020 | Architectural, Door Accessories - Door Knob/Lockset - Stainless Steel , Mortise Lock, Code: 911.02.04, 55/78/24 | 0-Architectural | Piece | 0 | 0 | 0
0D-12-12030 | Architectural, Door Accessories - Door Knob/Lockset - Stainless Steel , Mortise Lock, Code: 911.02.149, 55/8/78 | 0-Architectural | Piece | 0 | 0 | 0
0D-12-3100 | Architectural, Door Accessories - Door Knob/LockSets - Stainless Steel, Knob LockSets Privacy 911.64.163 | 0-Architectural | Unit | 66 | 0 | 0
0D-12-4500 | Architectural, Door Accessories - Door Knob/Lockset - Satin Stainless Steel, Code: 911.02.049 | 0-Architectural | Unit | 1 | 0 | 0
0D-12-4600 | Architectural, Door Accessories - Door Knob/Lockset - Satin Stainless Steel, Code: 911.02.145 | 0-Architectural | Unit | 4 | 0 | 0
0D-12-4700 | Architectural, Door Accessories - Door Knob/Lockset - Satin Stainless Steel, Code: 911.02.149 | 0-Architectural | Unit | 8 | 0 | 0
0D-12-6100 | Architectural, Door Accessories - Door Knob/LockSets - Satin Chrome, Carlina Design Entrance Door LockSets | 0-Architectural | Unit | 0 | 0 | 0
0D-12-6200 | Architectural, Door Accessories - Door Knob/LockSets - Satin Chrome, Door Stopper Floor-Mounted | 0-Architectural | Unit | 14 | 0 | 0
0D-12-6210 | Architectural, Door Accessories - Door Knob/LockSets - Pure 8906, Lever Type, Tubular Handle, Mortise 752 Lock & PC 93 Euro Profile Entry Cylinder 70mm 304 SSS, Privacy Function, Grade 3 Keyed | 0-Architectural | Piece | 3 | 0 | 0
0D-12-6300 | Architectural, Door Accessories - Door Knob/LockSets - Door Stopper Floor-Mounted | 0-Architectural | Piece | 32 | 0 | 0
0D-13-0000 | Architectural, Door Accessories - Panic Device - | 0-Architectural | Piece | 9 | 0 | 0
0D-13-0101 | Architectural, Door Accessories - Sliding Track - Silent Entrance, 1" x 1" x 2m | 0-Architectural | Length | 1 | 0 | 0
0E-01-1200 | Architectural, Waterproofing - Liquid Waterproofing - Boscoseal , Pux Primer [40 PAIL TIN PUX = PUX 30 + PUR 2 +IC 8] Transferred to DAMAGED | 0-Architectural | Gallon_20 | 0 | 0 | 0
0E-01-1300 | Architectural, Waterproofing - Liquid Waterproofing - Boscoseal , Pux Basecoat | 0-Architectural | Pail_25L | 20 | 0 | 0
0E-01-1401 | Architectural, Waterproofing - Liquid Waterproofing - Boscoseal , Pu18.9L | 0-Architectural | Gallon_18.9 | 54 | 0 | 0
0E-01-4000 | Architectural, Waterproofing - Liquid Waterproofing - Boscocem Slurry A | 0-Architectural | Gallon | 0 | 0 | 0
0E-01-5000 | Architectural, Waterproofing - Liquid Waterproofing - Boscocem Slurry B | 0-Architectural | Bag_20kg | 0 | 0 | 0
0E-01-6000 | Architectural, Waterproofing - Liquid Waterproofing - Boscocem Slurry A&B | 0-Architectural | Set | 62 | 0 | 0
0E-01-8000 | Architectural, Waterproofing - Liquid Waterproofing - Polyurethane | 0-Architectural | Pail_20kg | 44 | 0 | 0
no item code | Architectural, Waterproofing - Liquid Waterproofing - Polyurethane | 0-Architectural | gallon_4.5kg | 0 | 0 | 0
0E-01-9110 | Architectural, Waterproofing - Liquid Waterproofing - Polyurethane for Porous Substrate, Primer 1C, Gray | 0-Architectural | Gallon_20 | 10 | 0 | 0
0E-02-1001 | Architectural, Waterproofing - Waterstop Tape - Bentonite Waterstop20mm x 25mm x 5meters | 0-Architectural | Roll_5mtr | 8 | 0 | 0
0E-02-3001 | Architectural, Waterproofing - Waterstop Tape - Waterstop9"x1/4"x50ft. | 0-Architectural | Roll_15mtr | 2 | 0 | 0
0E-03-0011 | Architectural, Waterproofing - Cementitious - Powerplug, 4.5kg/container | 0-Architectural | Container_4.5kg | 32 | 0 | 0
0E-03-1001 | Architectural, Waterproofing - Cementitious - Boscolastic Waterproofing35kg | 0-Architectural | Set | 40 | 0 | 0
0E-03-1010 | Architectural, Waterproofing - Cementitious - Plexibond | 0-Architectural | Liter_3.75 | 0 | 0 | 0
0E-03-2000 | Architectural, Waterproofing - Cementitious - Mortaflex | 0-Architectural | Weight | 12 | 0 | 0
0E-03-3000 | Architectural, Waterproofing - Cementitious - Power Mix Flexible | 0-Architectural | Pail_5kg | 12 | 0 | 0
0E-03-8100 | Architectural, Waterproofing - Cementitious - Asphalt based, Plastic Roof Cement | 0-Architectural | Liter | 2 | 0 | 0
0F-01-0011 | Architectural, Wall/ Floor Finish - Aluminum Composite Panel - , Black, 4'x8'x4mm | 0-Architectural | Sheet | 15 | 0 | 0
0F-01-0021 | Architectural, Wall/ Floor Finish - Aluminum Composite Panel - , MT-2011; Dark Grey, 1.22mx2.44m; 4mm thick 0.5mm skin | 0-Architectural | Sheet | 33 | 0 | 0
0F-01-0071 | Architectural, Wall/ Floor Finish - Aluminum Composite Panel - , PL-3001 ;Pearl White, 1.22mW x 5.00mL | 0-Architectural | Sheet | 0 | 0 | 0
0F-01-00101 | Architectural, Wall/ Floor Finish - Aluminum Composite Panel - , MT-2811 PVDF; Flash Silver, 1.22mx2.44m; 4mm thick 0.5mm skin | 0-Architectural | Sheet | 0 | 0 | 0
0F-01-00121 | Architectural, Wall/ Floor Finish - Aluminum Composite Panel - , PL-3001 PVDF;Pearl White, 4mm thick 0.30mm skin | 0-Architectural | Sheet | 0 | 0 | 0
0F-01-01101 | Architectural, Wall/ Floor Finish - Aluminum Composite Panel - A Shaped Panel Plain, White, 20cm x 0.7mm x 5m | 0-Architectural | Sheet | 33 | 0 | 0
0F-01-01102 | Architectural, Wall/ Floor Finish - Aluminum Composite Panel - A Shaped Panel Plain, White, 30cm x 3m | 0-Architectural | Sheet | 167 | 0 | 0
0F-02-0101 | Architectural, Wall/ Floor Finish - Wood - Base Board, 1" x 4" x 3m | 0-Architectural | Length | 20 | 0 | 0
0F-04-1201 | Architectural, Wall/ Floor Finish - Concrete Adhesive - Epoxy Concrete, A&B Low Viscosity, 2 cans of Part A & 2 cans of Part B (1L each) | 0-Architectural | Set | 763 | 0 | 0
0F-04-1210 | Architectural, Wall/ Floor Finish - Concrete Adhesive - Epoxy Concrete, Low Viscosity, Pressure Injection | 0-Architectural | Set | 18 | 0 | 0
0F-04-2000 | Architectural, Wall/ Floor Finish - Concrete adhesive - Emulsion 57 bostik | 0-Architectural | Container | 4 | 0 | 0
0F-04-3000 | Architectural, Wall/ Floor Finish - Concrete adhesive - No More Nails | 0-Architectural | Tube | 116 | 0 | 0
0F-05-0001 | Architectural, Wall/ Floor Finish - Tile - 60x60cm | 0-Architectural | Unit | 26 | 0 | 0
0F-05-0002 | Architectural, Wall/ Floor Finish - Tile - 60x120cm | 0-Architectural | Piece | 3 | 0 | 0
0F-05-0009 | Architectural, Wall/ Floor Finish - Tile - 30 cm x 20cm Euroasia non glazed wall tiles | 0-Architectural | Piece | 21 | 0 | 0
0F-05-0010 | Architectural, Wall/ Floor Finish - Tile - Gray | 0-Architectural | Piece | 5 | 0 | 0
0F-05-001191 | Architectural, Wall/ Floor Finish - Tile - , PD 113; white, 30x60cm | 0-Architectural | Unit | 8 | 0 | 0
0f-05-001391 | Taicera Ceramic non-glazed floor tile 30cmx30cmx7mm | 0-Architectural | Piece | 10 | 0 | 0
0F-05-00147 | Architectural, Wall/ Floor Finish - Tile - , Fino SP6501W Beige, 60cm x 60cm | 0-Architectural | Piece | 7887 | 0 | 0
0F-05-001541 | Architectural, Wall/ Floor Finish - Tile - , Estilos Premium HD KJM36A02, 30x60cm | 0-Architectural | Piece | 1390 | 0 | 0
0F-05-001581 | Architectural, Wall/ Floor Finish - Tile - , Brown and Gray, 60x60cm | 0-Architectural | Unit | 32 | 0 | 0
0f-05-00161 | Architectural, Wall/ Floor Finish - Tile - Ceramica non-glazed Floor Tiles sol sherwood 20cm x 100cm x 12mm #ash12205 | 0-Architectural | Piece | 18 | 0 | 0
0F-05-001731 | Architectural, Wall/ Floor Finish - Tile - Milky White, 44cm x 88.4 cm x 4mm | 0-Architectural | Piece | 0 | 0 | 0
0F-05-001741 | Architectural, Wall/ Floor Finish - Tile - Light Gray, 44cm x 88.4 cm x 4mm (Inalco Tiles, Eliska Ceramic Non-glazed SK-140) | 0-Architectural | Unit | 0 | 0 | 0
0F-05-001751 | Architectural, Wall/ Floor Finish - Tile - Brown, 44cm x 88.4 cm x 4mm | 0-Architectural | Piece | 283 | 0 | 0
0F-05-001761 | Architectural, Wall/ Floor Finish - Tile - Dark Gray, 44cm x 88.4 cm x 4mm | 0-Architectural | Piece | 0 | 0 | 0
0F-05-00272 | Architectural, Wall/ Floor Finish - Tile - , Maskara White, 30x30cm | 0-Architectural | Piece | 173 | 0 | 0
0F-05-00301 | Architectural, Wall/ Floor Finish - Tile - , Fino Luxe Bergamo, 60x60cm | 0-Architectural | Piece | 36 | 0 | 0
0F-05-0031 | Architectural, Wall/ Floor Finish - Tile - , monocolor cemento ;Nirvana, 60x60cm | 0-Architectural | Piece | 0 | 0 | 0
0F-05-0041 | Architectural, Wall/ Floor Finish - Tile - , platinum stone;Bianco 66101 white fino, 60x60cm | 0-Architectural | Piece | 0 | 0 | 0
0F-05-00421 | Architectural, Wall/ Floor Finish - Tile - , SOSUCO 5109, 30x30cm | 0-Architectural | Piece | 59 | 0 | 0
0F-05-0051 | Architectural, Wall/ Floor Finish - Tile - , Tile Lola;' Hogem Decor ivory, 60x60cm | 0-Architectural | Piece | 0 | 0 | 0
0F-05-00531 | Architectural, Wall/ Floor Finish - Tile - , Mosaic N162, 30x60cm | 0-Architectural | Piece | 513 | 0 | 0
0F-05-00541 | Architectural, Wall/ Floor Finish - Tile - , libra white, 30x30cm | 0-Architectural | Piece | 2311 | 0 | 0
0F-05-00551 | Architectural, Wall/ Floor Finish - Tile - , Sosuco 5403, 30x30cm | 0-Architectural | Piece | 1174 | 0 | 0
0F-05-00561 | Architectural, Wall/ Floor Finish - Tile - , Maskara Ivory, 30x30cm | 0-Architectural | Piece | 40 | 0 | 0
0F-05-001491 | Architectural, Wall/ Floor Finish - Tile - , Zaire White, 60x60cm | 0-Architectural | Piece | 453 | 0 | 0
0F-05-00721 | Architectural, Wall/ Floor Finish - Tile - , Brown Woodgrain, 60x60cm | 0-Architectural | Piece | 0 | 0 | 0
0F-05-01000 | Architectural, Wall/ Floor Finish - Tile - Duragres DZ-832, Sand Spa Gray , 30x30cm | 0-Architectural | Piece | 4538 | 0 | 0
0F-05-0101 | Architectural, Wall/ Floor Finish - Tile - Studios Cliffstone Grigio 60cm x 120cm | 0-Architectural | Piece | 0 | 0 | 0
No Item code | Architectural, Wall/ Floor Finish - Tile - Studios Cliffstone Ceramic non-glazed floor tile 60cmx60cm | 0-Architectural | Piece | 25 | 0 | 0
0F-05-01211 | Architectural, Wall/ Floor Finish - Tile - with grove, Brown, 4 1/2" x 9 1/2" | 0-Architectural | Piece | 18 | 0 | 0
0F-05-0122 | Architectural, Wall/ Floor Finish - Tile - Mosaic , AL-005L, 30x30cm | 0-Architectural | Piece | 473 | 0 | 0
No Item code | Venezia Mosaic Premium Porcelain glazed Bathroom tile code#CUBISMO-05 40mmx40mm (1x36pcs) w/Mesh Mounted gray | 0-Architectural | Set | 0 | 0 | 0
0F-05-01721 | Architectural, Wall/ Floor Finish - Tile - M61, Brown Woodgrain, 60x60cm | 0-Architectural | Piece | 0 | 0 | 0
0F-05-0301 | Architectural, Wall/ Floor Finish - Tile - Ceramic 60x60cm | 0-Architectural | Unit | 18 | 0 | 0
0F-05-0511 | Architectural, Wall/ Floor Finish - Tile - Non-Skid, Grove Stripe, 120cm x 60cm | 0-Architectural | Piece | 3 | 0 | 0
0F-05-1001 | Architectural, Wall/ Floor Finish - Tile - Porcelain60x60cm | 0-Architectural | Piece | 0 | 0 | 0
0F-05-2051 | Architectural, Wall/ Floor Finish - Tile - Homogeneous, Polished Tiles ; PD113, 30x30cm | 0-Architectural | Piece | 35 | 0 | 0
0F-05-3021 | Architectural, Wall/ Floor Finish - Tile - Ceramic , superwhite w/ nanoFino, 60x60cm | 0-Architectural | Piece | 1032 | 0 | 0
0F-05-3041 | Architectural, Wall/ Floor Finish - Tile - Ceramic , LUXE HD 60SA62 SYDNEYSNDST Color: Beige Speckled, 60cm x 60cm | 0-Architectural | Piece | 7 | 0 | 0
0F-05-0011211 | Architectural, Wall/ Floor Finish - Tile - Porcelain glazed Wall tiles Luxe SDP 360808 PMQ TRYRTN 30cmx60cm | 0-Architectural | Unit | 1816 | 0 | 0
No Item code | Architectural, Wall/ Floor Finish - Tile - Luxe Porcelain non-glazed Wall tiles HD 90cm x 45cm (Tile used in Orion bathroom) | 0-Architectural | Unit | 15 | 0 | 0
No Item code | Architectural, Wall/ Floor Finish - Tile - Luxe Porcelain non-glazed floor Tile Model#502 60cmx60cmx9mm gray | 0-Architectural | Unit | 27 | 0 | 0
0F-05-3051 | Architectural, Wall/ Floor Finish - Tile - Ceramic , Palatino, 40cm x 120cm | 0-Architectural | Piece | 702 | 0 | 0
No Item code | Architectural, Wall/ Floor Finish - Tile - Ceramic , Luxe Porcelain non-glazed floor tile TR45901 45cmx90cmx10mm | 0-Architectural | Unit | 24 | 0 | 0
0F-05-3061 | Architectural, Wall/ Floor Finish - Tile - Ceramic , TR45903, 45cm x 90cm | 0-Architectural | Piece | 0 | 0 | 0
0f-05-3081 | Architectural, Wall/ Floor Finish - Tile - Ceramic , Fino Pisa Blanco (Grey), 30cm x 30cm | 0-Architectural | Piece | 14 | 0 | 0
0f-05-3091 | Architectural, Wall/ Floor Finish - Tile - Ceramic , Estilos Mosaic, 30cm x 60cm | 0-Architectural | Piece | 1 | 0 | 0
0F-05-3111 | Architectural, Wall/ Floor Finish - Tile - Ceramic , Glazed, TSPL613, 30cm x 60cm | 0-Architectural | Piece | 3 | 0 | 0
0F-05-3225 | Architectural, Wall/ Floor Finish - Tile - Ceramic, Rocersa Burlington 60x120cm | 0-Architectural | Piece | 135 | 0 | 0
0F-05-3230 | Architectural, Wall/ Floor Finish - Tile - EPK-60 RC 145/GPFK/TPK-60RC 545 Red 60cm x 60cm | 0-Architectural | Piece | 2280 | 0 | 0
0F-05-3231 | Architectural, Wall/ Floor Finish - Tile - Fine WHT F 6051 60cm x 60cm | 0-Architectural | Piece | 26 | 0 | 0
0F-05-3311 | Architectural, Wall/ Floor Finish - Tile - Ceramic, Non-glazed, Soulker Style Perla, 60x120cm | 0-Architectural | Piece | 11 | 0 | 0
0F-05-4000 | Architectural, Wall/ Floor Finish - Tile - Vinyl 4"x 3' apo mimicri | 0-Architectural | Piece | 0 | 0 | 0
0F-05-4003 | Architectural, Wall/ Floor Finish - Tile - Vinyl 60cm x 60cm | 0-Architectural | Piece | 0 | 0 | 0
0F-05-4081 | Architectural, Wall/ Floor Finish - Tile - Vinyl , Dark Brown or Dark Gray, 30x30cm | 0-Architectural | Piece | 9 | 0 | 0
0F-05-4201 | Architectural, Wall/ Floor Finish - Tile - Vinyl , Wood Plank, 4" x 3' x 2mm | 0-Architectural | Piece | 0 | 0 | 0
0F-05-4202 | Architectural, Wall/ Floor Finish - Tile - Vinyl , Plank, 6" x 3' | 0-Architectural | Piece | 8 | 0 | 0
0F-05-4211 | Architectural, Wall/ Floor Finish - Tile - Vinyl , SPC , Brown , 17.78cm x 121.92cm x 3.5mm Thick | 0-Architectural | Piece | 16 | 0 | 0
0F-05-5011 | Architectural, Wall/ Floor Finish - Tile - Carpet Tile, ES-610624, Size:50cm x 50cm | 0-Architectural | Piece | 57 | 0 | 0
0F-05-5021 | Architectural, Wall/ Floor Finish - Tile - Carpet Tile, ES-61022, Size:60cm x 60cm | 0-Architectural | Piece | 0 | 0 | 0
0F-05-5022 | Architectural, Wall/ Floor Finish - Tile - Carpet Tile, ES-61022, Size:50cm x 50cm | 0-Architectural | Piece | 1 | 0 | 0
0F-05-5031 | Architectural, Wall/ Floor Finish - Tile - Carpet Tile, Dark Blue, 50cm x 50cm | 0-Architectural | Piece | 40 | 0 | 0
0F-05-5041 | Architectural, Wall/ Floor Finish - Tile - Carpet Tile, Light Blue, 50cm x 50cm | 0-Architectural | Piece | 17 | 0 | 0
0F-05-5141 | Architectural, Wall/ Floor Finish - Tile - Carpet Tile, Tandus Flooring, Light Gray, 50cm x 50cm | 0-Architectural | Piece | 44 | 0 | 0
0F-05-6011 | Architectural, Wall/ Floor Finish - Tile - Porcelain, 60cm x 120cm | 0-Architectural | Piece | 0 | 0 | 0
0F-05-6101 | Architectural, Wall/ Floor Finish - Tile - Elevator Share wall, Amoson Travertine YW275680, 60x120cm | 0-Architectural | Piece | 9040 | 0 | 0
0F-05-6111 | Architectural, Wall/ Floor Finish - Tile - Porcelain, Glazed, E6102, 60cm x 60cm | 0-Architectural | Unit | 13 | 0 | 0
0F-05-6121 | Architectural, Wall/ Floor Finish - Tile - Porcelain, Glazed, MA6015, 60cm x 60cm | 0-Architectural | Piece | 18 | 0 | 0
0F-05-7011 | Architectural, Wall/ Floor Finish - Tile - Granite, Blue Pebbles, 145cm x 61cm | 0-Architectural | Piece | 2 | 0 | 0
0F-05-7111 | Architectural, Wall/ Floor Finish - Tile - Bathroom, C1979 MIX401, Blue, (48mm x 48mm) (30cm x 30cm) | 0-Architectural | Piece | 41 | 0 | 0
0F-05-8111 | Architectural, Wall/ Floor Finish - Tile - Porcelain, Polished, A07, 60cm x 60cm | 0-Architectural | Piece | 0 | 0 | 0
0F-05-8121 | Architectural, Wall/ Floor Finish - Tile - Porcelain, Polished, A77 (White), 60cm x 60cm A77 | 0-Architectural | Piece | 0 | 0 | 0
0F-05-9113 | Architectural, Wall/ Floor Finish - Tile - Bologha Tiles 60mcmx 60cm | 0-Architectural | Piece | 4 | 0 | 0
0F-05-9114 | Architectural, Wall/ Floor Finish - Tile - Soulker Cicogres Tile 30cm x 90cm | 0-Architectural | Piece | 5 | 0 | 0
0F-05-9115 | Architectural, Wall/ Floor Finish - Tile - Arto Ceramic Tile 60cm x 60cm | 0-Architectural | Piece | 4 | 0 | 0
0F-05-9116 | Architectural, Wall/ Floor Finish - Tile - Non Glazed Tile Model GT-ADI 60cm x 60cm | 0-Architectural | Piece | 20 | 0 | 0
0F-05-9119 | Architectural, Wall/ Floor Finish - Tile - FA100147, Light Blue 30.9cm x 30.9cm | 0-Architectural | Piece | 111 | 0 | 0
0F-05-9130 | Architectural, Wall/ Floor Finish - Tile - APE FT Terrazo Hexagon Graphite 16/1, White, 23cmx26cm | 0-Architectural | Piece | 3 | 0 | 0
No Item code | Arte Ceramiche non-glazed floor Tile Chloe's wilcon tile 60cmx60cm | 0-Architectural | Unit | 23 | 0 | 0
0F-06-0011 | Architectural, Wall/ Floor Finish - Stone - Wall Stone, 2 x 8 | 0-Architectural | Piece | 468 | 0 | 0
0F-06-0021 | Architectural, Wall/ Floor Finish - Stone - , Honed Finish; Luna Gray 120cmX120cm | 0-Architectural | Piece | 10 | 0 | 0
0F-06-2011 | Architectural, Wall/ Floor Finish - Stone - Quartz, Polished , 20mm thk 120cmX120cm | 0-Architectural | Piece | 66 | 0 | 0
0F-06-21121 | Architectural, Wall/ Floor Finish - Stone - Quartz, White, C19 Lixin Quartz, 1600x3200x20mm | 0-Architectural | SLAB | 1 | 0 | 0
0F-06-21211 | Architectural, Wall/ Floor Finish - Stone - Quartz, Brown, M22 Lixin Quartz, 1600x3200x30mm | 0-Architectural | m² | 1 | 0 | 0
0F-06-21212 | Architectural, Wall/ Floor Finish - Stone - Quartz, Brown, M22 Lixin Quartz, 1600x3200x20mm | 0-Architectural | m² | 2 | 0 | 0
0F-06-21311 | Architectural, Wall/ Floor Finish - Stone - Quartz, Calacatta/White, M48 Lixin Quartz, 1600x3200x30mm | 0-Architectural | m² | 0 | 0 | 0
0F-06-21321 | Architectural, Wall/ Floor Finish - Stone - Quartz, Calacatta/White, M03 Lixin Quartz, 1600x3200x20mm | 0-Architectural | m² | 0 | 0 | 0
0F-06-21312 | Architectural, Wall/ Floor Finish - Stone - Quartz, Calacatta/White, M48 Lixin Quartz, 1600x3200x20mm | 0-Architectural | SLAB | 1 | 0 | 0
0F-06-3001 | Architectural, Wall/ Floor Finish - Stone - Lixin Quartz , M48, 1.6m x 3.2 m x 30 cm | 0-Architectural | Unit | 0 | 0 | 0
0F-06-3012 | Architectural, Wall/ Floor Finish - Stone - M22 Lixin Quartz 1.6m x 3.2 m x 20 mm | 0-Architectural | Unit | 0 | 0 | 0
0F-06-3017 | Architectural, Wall/ Floor Finish - Stone - Lixin Quartz P3290, M03, White, 1.6m x 3.2 m x 20 cm | 0-Architectural | Unit | 0 | 0 | 0
0F-06-3018 | Architectural, Wall/ Floor Finish - Stone - Lixin Quartz P3290, M48, White, 1.6m x 3.2 m x 20 cm | 0-Architectural | Unit | 0 | 0 | 0
0F-06-3019 | Architectural, Wall/ Floor Finish - Stone - Lixin Quartz C19, White, 1.6m x 3.2 m x 20 cm | 0-Architectural | Unit | 0 | 0 | 0
0F-07-0000 | Architectural, Wall/ Floor Finishes - Tile Grout - Machestar | 0-Architectural | Bag_2kg | 13 | 0 | 0
0F-07-0002 | Architectural, Wall/ Floor Finishes - Tile Grout - 25kg | 0-Architectural | Bag_25kg | 1 | 0 | 0
0F-07-00101 | Architectural, Wall/ Floor Finishes - Tile Grout - Pinatubo Grey, 2kg | 0-Architectural | Pack | 76 | 0 | 0
0F-07-00161 | Architectural, Wall/ Floor Finishes - Tile Grout - Gray, 2kg | 0-Architectural | Bag_2kg | 33 | 0 | 0
0F-07-00171 | Architectural, Wall/ Floor Finishes - Tile Grout - Kalibo Black, 2kg | 0-Architectural | Bag_2kg | 421 | 0 | 0
0F-07-0021 | Architectural, Wall/ Floor Finishes - Tile Grout - Dark Brown, 25kg | 0-Architectural | Bag_25kg | 103 | 0 | 0
0F-07-00231 | Architectural, Wall/ Floor Finishes - Tile Grout - F1 - Bahama Beige, 2kg | 0-Architectural | Bag_2kg | 38 | 0 | 0
0F-07-00241 | Architectural, Wall/ Floor Finishes - Tile Grout - F14 - Grey Ord, 2kg | 0-Architectural | Pack | 24 | 0 | 0
0F-07-0041 | Architectural, Wall/ Floor Finishes - Tile Grout - Sorento Blue, 2kg | 0-Architectural | Bag_2kg | 10 | 0 | 0
0F-07-0051 | Architectural, Wall/ Floor Finishes - Tile Grout - White, 2kg | 0-Architectural | Bag_2kg | 10 | 0 | 0
0F-07-0091 | Architectural, Wall/ Floor Finishes - Tile Grout - Laguna Beige, 2kg | 0-Architectural | Bag_2kg | 98 | 0 | 0
0F-08-0101 | Architectural, Wall/ Floor Finishes - Tile Adhesive - Heavy Duty, 25kg | 0-Architectural | Bag_25kg | 0 | 0 | 0
0f-08-1004 | Architectural, Wall/ Floor Finishes - Tile Adhesive - Redifix Tile Adahesive Additive, 4 Gal | 0-Architectural | Liter_4 | 7 | 0 | 0
0F-09-0100 | Architectural, Wall/ Floor Finishes - Concrete Adhesive - Emulsion 57 (OIL BASED) | 0-Architectural | Gallon | 13 | 0 | 0
0G-06-0000 | Architectural, Consumables - Mop Head w/ handle - | 0-Architectural | Piece | 13 | 0 | 0
0G-07-0000 | Architectural, Consumables - Mop Head w/o handle - | 0-Architectural | Piece | 0 | 0 | 0
0G-07-0001 | Architectural, Consumables - Floor Squeegee Mop 22" | 0-Architectural | Piece | 2 | 0 | 0
0G-07-0002 | Architectural, Consumables - Window Squeegee with holder 15" | 0-Architectural | Piece | 5 | 0 | 0
0G-07-1000 | Architectural, Consumables - Masonry Sponge | 0-Architectural | Piece | 663 | 0 | 0
0G-07-6000 | Architectural, Consumables - Steel Tile Trowel - Lotus | 0-Architectural | Weight | 0 | 0 | 0
0G-10-0012 | Architectural, Consumables - Stainless Steel Glass Clamp | 0-Architectural | Piece | 16 | 0 | 0
0G-11-1100 | Architectural, Consumables - Polishing Pad - Grit Resin Diamond Pads, #50 | 0-Architectural | Piece | 5 | 0 | 0
0G-11-12300 | Architectural, Consumables - Polishing Pad - Grit Resin Diamond Pads 4", #500 | 0-Architectural | Piece | 0 | 0 | 0
0G-11-12500 | Architectural, Consumables - Polishing Pad - Grit Resin Diamond Pads 4", #2000 | 0-Architectural | Piece | 1 | 0 | 0
0G-11-12700 | Architectural, Consumables - Polishing Pad - Grit Resin Diamond Pads, #30 | 0-Architectural | Piece | 5 | 0 | 0
0G-11-1700 | Architectural, Consumables - Polishing Pad - Grit Resin Diamond Pads, #3000 | 0-Architectural | Piece | 0 | 0 | 0
0G-15-0001 | Architectural, Consumables - Grinding Disc - 4"Ã˜ | 0-Architectural | Piece | 0 | 0 | 0
0G-15-0103 | Architectural, Consumables - Sanding Disc - Velcro Backing Pad 4" | 0-Architectural | Piece | 5 | 0 | 0
0G-17-0001 | Architectural, Consumables - Jigsaw Blade - Metal No. 1 | 0-Architectural | Piece | 386 | 0 | 0
0G-18-00010 | Architectural, Consumables - Masonry Drill Bit - 20/22 | 0-Architectural | Piece | 9 | 0 | 0
0G-18-00013 | Architectural, Consumables - Masonry Drill Bit - 10mm | 0-Architectural | Piece | 22 | 0 | 0
0G-18-00014 | Architectural, Consumables - Masonry Drill Bit - 16mm | 0-Architectural | Piece | 218 | 0 | 0
0G-18-00016 | Architectural, Consumables - Masonry Drill Bit - 3/4"Ø | 0-Architectural | Unit | 34 | 0 | 0
0G-18-00017 | Architectural, Consumables - Masonry Drill 10 x 100mm | 0-Architectural | Piece | 0 | 0 | 0
0G-18-00018 | Architectural, Consumables - Masonry Drill Bit - 24mm | 0-Architectural | Piece | 7 | 0 | 0
0G-18-00019 | Architectural, Consumables - Masonry Drill Bit - TECX 16mm x 17 | 0-Architectural | Piece | 0 | 0 | 0
0G-18-00020 | Architectural, Consumables - Masonry Drill Bit - TECX 12mm X 17 | 0-Architectural | Piece | 0 | 0 | 0
NO ITEM CODE | Architectural, Consumables - Masonry Drill Bit - TE-CX, 4mm/11 | 0-Architectural | Piece | 2 | 0 | 0
0G-18-00021 | Architectural, Consumables - Masonry Drill Bit - 1/4"Ø | 0-Architectural | Piece | 0 | 0 | 0
0G-18-00022 | Architectural, Consumables - Masonry Drill Bit - 22mm | 0-Architectural | Piece | 57 | 0 | 0
0G-18-00023 | Architectural, Consumables - Masonry Drill Bit - 10 x 22 | 0-Architectural | Piece | 47 | 0 | 0
0G-18-00024 | Architectural, Consumables - Masonry Drill Bit - 3/8" x 5" | 0-Architectural | Piece | 137 | 0 | 0
0G-18-00026 | Architectural, Consumables - Masonry Drill Bit - 25mm | 0-Architectural | Piece | 2 | 0 | 0
0G-18-00027 | Architectural, Consumables - Masonry Drill Bit - 20mmØx250mm long | 0-Architectural | Piece | 0 | 0 | 0
0G-18-0003 | Architectural, Consumables - Masonry Drill Bit - 1/2" 12mm x 100mm | 0-Architectural | Piece | 117 | 0 | 0
0G-18-0004 | Architectural, Consumables - Masonry Drill Bit - TE-CX - (10mm) 10/17 | 0-Architectural | Unit | 183 | 0 | 0
0G-18-0006 | Architectural, Consumables - Masonry Drill Bit - 3/8" x 6" | 0-Architectural | Piece | 7 | 0 | 0
0G-18-0007 | Architectural, Consumables - Masonry Drill Bit - 5/8" | 0-Architectural | Piece | 153 | 0 | 2
0G-18-0009 | Architectural, Consumables - Masonry Drill Bit - 6mm x 100 | 0-Architectural | Piece | 16 | 0 | 0
0g-19-0003 | Architectural, Consumables - Metal Cutting Disc - 14" | 0-Architectural | Piece | 0 | 0 | 0
0G-19-0004 | Architectural, Consumables - Concrete Cutting Disc - 4" | 0-Architectural | Piece | 300 | 0 | 0
0G-19-0006 | Architectural, Consumables - Metal Cutting Disc - 7" | 0-Architectural | Piece | 0 | 0 | 0
0G-19-0015 | Architectural, Consumables - Concrete Cutting Disc - D-CD 180/6P, 7'' | 0-Architectural | Piece | 5 | 0 | 0
0G-20-0001 | Architectural, Consumables - Metal Drill Bit - 1/2" | 0-Architectural | Piece | 234 | 0 | 2
0G-20-0004 | Architectural, Consumables - Metal Drill Bit - 3/8" | 0-Architectural | Piece | 202 | 0 | 0
0G-20-0006 | Architectural, Consumables - Metal Drill Bit - 3/4"Ø | 0-Architectural | Piece | 8 | 0 | 0
0G-20-0005 | Architectural, Consumables - Metal Drill Bit - 3/16" | 0-Architectural | Piece | 8 | 0 | 0
NO ITEM CODE | Architectural, Consumables - Metal Drill Bit - 8MM HSS | 0-Architectural | Piece | 5 | 0 | 0
NO ITEM CODE | Architectural, Consumables - Metal Drill Bit - 13MM HSS | 0-Architectural | Piece | 6 | 0 | 0
0G-20-0012 | Architectural, Consumables - Metal Drill Bit - 16mm | 0-Architectural | Piece | 13 | 0 | 0
0G-22-0000 | Architectural, Consumables - Flashback Arrestor | 0-Architectural | Piece | 9 | 0 | 0
0G-24-1002 | Architectural, Consumables - Chisel - Pointed, 500mm | 0-Architectural | Piece | 1 | 0 | 0
0G-24-1003 | Architectural, Consumables - Chisel - Pointed, 360mm | 0-Architectural | Piece | 6 | 0 | 0
0G-24-2002 | Architectural, Consumables - Chisel - Flat, 500mm | 0-Architectural | Piece | 2 | 0 | 0
0G-25-0011 | Architectural, Consumables - Steel Brush - w/ handle, 1" | 0-Architectural | Piece | 100 | 0 | 0
0G-25-0101 | Architectural, Consumables - Steel Brush - Cap Brush, 4" | 0-Architectural | Piece | 69 | 0 | 0
0G-25-1101 | Architectural, Consumables - Steel Brush - Twist Knot Cup Brush, .50mm x M10 x 1.25 | 0-Architectural | Piece | 1 | 0 | 0
0G-26-0001 | Architectural, Consumables - Wood Drill Bit - 25mm | 0-Architectural | Piece | 137 | 0 | 0
0G-26-0002 | Architectural, Consumables - Wood Drill Bit - 19mm | 0-Architectural | Piece | 198 | 0 | 0
0G-26-0003 | Architectural, Consumables - Wood Drill Bit - 12mm | 0-Architectural | Piece | 34 | 0 | 0
0G-26-0004 | Architectural, Consumables - Wood Drill Bit - 16mm | 0-Architectural | Piece | 40 | 0 | 0
0G-26-0005 | Architectural, Consumables - Wood Drill Bit - 3/4" | 0-Architectural | Piece | 137 | 0 | 0
0G-26-1001 | Architectural, Consumables - Wood Drill Bit - Flat Bit, 6" x 5/8 | 0-Architectural | Piece | 16 | 0 | 0
0G-26-1002 | Architectural, Consumables - Wood Drill Bit - Flat Bit, 19mm | 0-Architectural | Piece | 0 | 0 | 0
0G-27-0001 | Architectural, Consumables - Hammer Drill Bit - TE-CX - (16mm) 16/17 | 0-Architectural | Piece | 8 | 0 | 0
No Item Code | SDS HAMMER DRILL BIT 14mm | 9-Miscellaneous | Piece | 13 | 0 | 0
0G-29-00014 | Architectural, Consumables - Circular Saw - 14'' | 0-Architectural | Unit | 1 | 0 | 0
0G-29-0003 | Architectural, Consumables - Circular Saw Blade - 9' | 0-Architectural | Piece | 9 | 0 | 0
0G-29-0012 | Architectural, Consumables - Circular Saw Blade - 185 x 20 x 40T | 0-Architectural | Unit | 35 | 0 | 0
0G-29-0013 | Architectural, Consumables - Circular Saw Blade - 185mm x 1.6mm x 20mm | 0-Architectural | Piece | 19 | 0 | 0
0G-30-0001 | Architectural, Consumables - Metal Cut-off Wheel - 14" | 0-Architectural | Piece | 0 | 0 | 0
0G-31-0012 | Architectural, Consumables - Cup Wheel - Diamond, 4" | 0-Architectural | Piece | 98 | 0 | 0
0g-31-0003 | Architectural, Consumables - Cup Wheel - 7" (Single row Maxsell) | 0-Architectural | Piece | 21 | 0 | 0
0G-31-0111 | Architectural, Consumables - Cup Wheel - Double Row, Diamond Grinding, 7" | 0-Architectural | Piece | 3 | 0 | 0
0G-32-0101 | Architectural, Consumables - Cutting Blade - Diamond Blade, , 4" | 0-Architectural | Unit | 190 | 0 | 0
0G-32-0111 | Architectural, Consumables - Cutting Blade - Diamond Blade, Segmented, 7" | 0-Architectural | Piece | 228 | 0 | 0
no item code | DIAMOND CUTTING DISC 305 x 30 x 22, 23MM | 0-Architectural | Piece | 2 | 0 | 0
0G-33-0101 | Architectural, Consumables - Joint Tape - Dry Wall, 2" x 250' | 0-Architectural | Piece | 0 | 0 | 0
0G-33-0111 | Architectural, Consumables - Joint Tape - Croco Fiber Glass, 50mm x 100' | 0-Architectural | Length | 15 | 0 | 0
0G-33-1001 | Architectural, Consumables - Ceramic Cutting Disc - Diamond Wheel, 4" | 0-Architectural | Piece | 2 | 0 | 0
0G-34-0001 | Architectural, Consumables - Jobber Drill - 16mm | 0-Architectural | Piece | 47 | 0 | 0
0G-35-0012 | Architectural, Consumables - Masonry Drill - Straight Shank, 9.5 x 135 | 0-Architectural | Piece | 6 | 0 | 0
0G-36-0005 | Architectural, Consumables - Metal Hole Saw - 64mm | 0-Architectural | Piece | 1 | 0 | 0
0G-36-0007 | Architectural, Consumables - Metal Hole Saw - 75mm | 0-Architectural | Piece | 0 | 0 | 0
0G-37-1100 | Architectural, Consumables - Protective Covering - Newspapers – Old | 0-Architectural | Kilogram | 7 | 0 | 0
0G-39-1010 | Architectural, Consumables - Sand - Silica Sand, White | 0-Architectural | Bag_25kg | 72 | 0 | 0
0J-02-1000 | Architectural, Hardware and Accessories - Concealed Hinge - Full Overlap | 0-Architectural | Piece | 15 | 0 | 0
0J-02-2000 | Architectural, Hardware and Accessories - Concealed Hinge - Half Overlap | 0-Architectural | Unit | 30 | 0 | 0
0J-07-2001 | Architectural, Hardware and Accessories - Ball Bearing - Full Extension Ball Bearing 18", Drawer 494.02.273 | 0-Architectural | Piece | 0 | 0 | 0
0J-08-0001 | Architectural, Hardware and Accessories - Drawer Slide - 18" | 0-Architectural | Unit | 407 | 0 | 0
0J-08-1101 | Architectural, Hardware and Accessories - Drawer Slide - Steel, Soft Rolls Guide, 450mm | 0-Architectural | Weight | 182 | 0 | 0
0J-09-0011 | Architectural, Hardware and Accessories - Tile Trim - White, 9mm x 10' | 0-Architectural | Length_3 | 90 | 0 | 0
0J-09-0012 | Architectural, Hardware and Accessories - Tile Trim - White, 3/4" x 1/2", 2.4M | 0-Architectural | Length_2.4 | 90 | 0 | 0
0J-09-1011 | Architectural, Hardware and Accessories - Tile Trim - PVC, White TD 11, 6mm x 3m | 0-Architectural | Length_3 | 19 | 0 | 0
0J-10-1010 | Architectural, Hardware and Accessories - Corner Bead - PVC, Cry CRV-45R (2M), KUS | 0-Architectural | Length | 1204 | 0 | 0
0J-10-2001 | Architectural, Hardware and Accessories - Corner Bead - Aluminum, 25mm x 25mm x 2.4m | 0-Architectural | Piece | 460 | 0 | 0
0O-01-1001 | Architectural, Plumbing Fixtures & Accessories - Faucet - Lavatory 1/2" (IMAGE CHROME TYPE) | 0-Architectural | Piece | 1 | 0 | 0
0O-01-11601 | Architectural, Plumbing Fixtures & Accessories - Faucet - Lavatory , heavy duty flexible hose, 1/2''X1/2''X16' | 0-Architectural | Piece | 4 | 0 | 0
0O-01-11603 | Architectural, Plumbing Fixtures & Accessories - Faucet - Lavatory , heavy duty flexible hose, 1/2''X1/2''X20' | 0-Architectural | Piece | 240 | 0 | 0
0O-01-11711 | Architectural, Plumbing Fixtures & Accessories - Faucet - Lavatory , Flexible Hose , Stainless Steel , 1/2" x 1/2" x 12" | 0-Architectural | Piece | 144 | 0 | 0
0O-01-1310 | Architectural, Plumbing Fixtures & Accessories - Faucet - Lavatory , Square Basin Mono , Chrome | 0-Architectural | Piece | 31 | 0 | 0
0O-01-1900 | Architectural, Plumbing Fixtures & Accessories - Faucet - Lavatory , Lever Type | 0-Architectural | Piece | 0 | 0 | 0
0O-01-2000 | Architectural, Plumbing Fixtures & Accessories - Faucet - Kitchen Sink | 0-Architectural | Piece | 0 | 0 | 0
0O-01-2120 | Architectural, Plumbing Fixtures & Accessories - Faucet - Kitchen Sink, Gooseneck Type, Chrome American Stander | 0-Architectural | Piece | 1 | 0 | 0
0O-01-5031 | Architectural, Plumbing Fixtures & Accessories - Faucet - Hose Bibb, Plastic, 1/2" | 0-Architectural | Piece | 0 | 0 | 0
0O-01-6111 | Architectural, Plumbing Fixtures & Accessories - Faucet - Stainlesss Steel, Deck Mounted, Cold, Cool CLD220 SS304 Satin | 0-Architectural | Piece | 12 | 0 | 0
0O-01-7001 | Architectural, Plumbing Fixtures & Accessories - Faucet - Plastic, 1/2" | 0-Architectural | Piece | 0 | 0 | 0
0O-01-8114 | Architectural, Plumbing Fixtures & Accessories - Kitchen Sink - Stainless Steel 304, Basket Strainer , 1 1/2" x 4" | 0-Architectural | Piece | 3 | 0 | 0
0O-01-8117 | Architectural, Plumbing Fixtures & Accessories - Sink - Stainless, Kitchen Sink, Undermount Type | 0-Architectural | Set | 0 | 0 | 0
0O-01-8124 | Architectural, Plumbing Fixtures & Accessories - Sink - Angle Valve, 1/2" x 1/2" | 0-Architectural | Piece | 0 | 0 | 0
0O-02-0000 | Architectural, Plumbing Fixtures & Accessories - Water Closet - Toilet Bowl | 0-Architectural | Piece | 11 | 0 | 0
0O-02-01000 | Architectural, Plumbing Fixtures & Accessories - Water Closet - Closed Coupled Toilet CP-2168.004.04 | 0-Architectural | Set | 2 | 0 | 0
0O-02-01010 | Architectural, Plumbing Fixtures & Accessories - Water Closet - Toilet Bowl, ART: 37810 | 0-Architectural | Piece | 9 | 0 | 0
0O-02-0102 | Architectural, Plumbing Fixtures & Accessories - Water Closet - Angle Valve1/2" x 3/8" | 0-Architectural | Piece | 0 | 0 | 0
0O-02-0510 | Architectural, Plumbing Fixtures & Accessories - Water Closet - Two Pieces elongated bowl, w/ Tank Fittings & Accessories Cool KN-106C-3 Megan 2pc Water Closet White | 0-Architectural | Set | 10 | 0 | 0
0O-02-0910 | Architectural, Plumbing Fixtures & Accessories - Water Closet - Closed Coupled Toilet CP-2168.004.04 w/o Bolt | 0-Architectural | Piece | 1 | 0 | 0
0O-02-1111 | Architectural, Plumbing Fixtures & Accessories - Water CloSets - Ceramic, One-Piece, Siphonic, DP809 Stellar 690mm x 370mm x 770mm | 0-Architectural | Set | 3 | 0 | 0
0O-02-1111 | Architectural, Plumbing Fixtures & Accessories - Water CloSets - Ceramic, One-Piece, Siphonic, DP809 Stellar 690mm x 370mm x 770mm (WITHOUT ACESSORIES) | 0-Architectural | Set | 4 | 0 | 0
0O-06-01300 | 9914 OUTLET PIPE FOR EXPOSED SENSOR ONLY American Std. | 0-Architectural | Piece | 5 | 0 | 0
0O-10-1111 | Architectural, Plumbing Fixtures & Accessories - Lavatory - Ceramic, Wash Basin, Half Pedestal, (Bareware) White 55 cmx47cmx49cm Cool LT2004G Gale | 0-Architectural | Piece | 2 | 0 | 0
0O-10-1111 | Architectural, Plumbing Fixtures & Accessories - Half Pedestal, | 0-Architectural | Piece | 1 | 0 | 0
0O-02-1933 | Architectural, Plumbing Fixtures & Accessories - Water Closet - Two Piece Viva Toilet C-188P, White, 400mm x 680mm x 507mm | 0-Architectural | Set | 1 | 0 | 0
0O-02-1933 | Architectural, Plumbing Fixtures & Accessories - Water Closet - Two Piece Viva Toilet C-188P, White, 400mm x 680mm x 507mm(W/O FLANGE) | 0-Architectural | Set | 1 | 0 | 0
0O-02-3000 | Architectural, Plumbing Fixtures & Accessories - Water Closet - Push Button | 0-Architectural | Piece | 0 | 0 | 0
0O-02-1910 | Architectural, Plumbing Fixtures & Accessories - Water Closet - Petite Elongated, Water Saving Water Closet w/ AntiBacterial TF-2303SCPHL-0 Model Name:Acacia Bowl 305mm Model No. 3168 | 0-Architectural | Set | 2 | 0 | 0
0O-02-1910 | Architectural, Plumbing Fixtures & Accessories - Water Closet - Petite Elongated, Water Saving Water Closet w/ AntiBacterial TF-2303SCPHL-0 (W/O FITTING AND SEAT & COVER) | 0-Architectural | Set | 3 | 0 | 0
0O-02-1910 | Architectural, Plumbing Fixtures & Accessories - Water Closet - Petite Elongated, Water Saving Water Closet w/ AntiBacterial TF-2303SCPHL-0 (W/O TANK) | 0-Architectural | Set | 1 | 0 | 0
0O-02-1910 | Architectural, Plumbing Fixtures & Accessories - Water Closet - Petite Elongated, Water Saving Water Closet w/ AntiBacterial TF-2303SCPHL-0 (W/O BOLT) | 0-Architectural | Set | 1 | 0 | 0
0O-03-0005 | Architectural, Plumbing Fixtures & Accessories - Floor Drain - 2" | 0-Architectural | Unit | 0 | 0 | 0
0O-03-0016 | Architectural, Plumbing Fixtures & Accessories - Floor Drain - Square Cover; 4"Ø x 5" x 5" | 0-Architectural | Piece | 0 | 0 | 0
0O-03-0031 | Architectural, Plumbing Fixtures & Accessories - Floor Drain - Rectangular Cover; 3"Ø x 3" x 6" | 0-Architectural | Piece | 1 | 0 | 0
0O-03-1001 | Architectural, Plumbing Fixtures & Accessories - Floor Drain - Brass2" | 0-Architectural | Piece | 0 | 0 | 0
0O-03-1003 | Architectural, Plumbing Fixtures & Accessories - Floor Drain - Brass4" | 0-Architectural | Piece | 0 | 0 | 0
0O-03-1007 | Architectural, Plumbing Fixtures & Accessories - Floor Drain - Brass6"x6" | 0-Architectural | Piece | 49 | 0 | 0
0o-03-4002 | Architectural, Plumbing Fixtures & Accessories - Floor Drain - Stainless Steel4" | 0-Architectural | Piece | 4 | 0 | 0
0o-03-4101 | Architectural, Plumbing Fixtures & Accessories - Floor Drain - Stainless Steel, Concealed Type4" | 0-Architectural | Piece | 2 | 0 | 0
No item code | Architectural, Plumbing Fixtures & Accessories - Floor Drain - Stainless Steel with plastic , Tile Insert Concealed Type 5" | 0-Architectural | Piece | 13 | 0 | 0
0O-03-4015 | Architectural, Plumbing Fixtures & Accessories - Floor Drain - Stainless Steel, 3" | 0-Architectural | Piece | 14 | 0 | 0
0O-04-1001 | Architectural, Plumbing Fixtures & Accessories - Kitchen Sink - Stainless Steel, 16" x 14 3/4" | 0-Architectural | Piece | 0 | 0 | 0
0O-04-1100 | Architectural, Plumbing Fixtures & Accessories - Kitchen Sink - Stainless Steel, Single Basin Type | 0-Architectural | Piece | 14 | 0 | 0
0O-04-1111 | Architectural, Plumbing Fixtures & Accessories - Kitchen Sink - Stainless Steel, Single Bowl, w/o accessories, 42cm x 37cm x 18cm | 0-Architectural | Piece | 0 | 0 | 0
0O-04-1210 | Architectural, Plumbing Fixtures & Accessories - Kitchen Sink - Stainless Steel, Double Stainless w/o Fittings | 0-Architectural | Piece | 13 | 0 | 0
0O-04-1221 | Architectural, Plumbing Fixtures & Accessories - Kitchen Sink - Stainless Steel, Double Stainless w/ fittings 800mm x 460mm x 150mm | 0-Architectural | Piece | 7 | 0 | 0
0O-01-3200 | Architectural, Plumbing Fixtures & Accessories - Faucet - Shower Faucet, Two Way w/ telephone | 0-Architectural | Piece | 3 | 0 | 0
0O-06-21001 | Architectural, Plumbing Fixtures & Accessories - Urinal - Brass, Pushbutton Flush Valve, Chrome Finish | 0-Architectural | Piece | 0 | 0 | 0
0O-07-0000 | Architectural, Plumbing Fixtures & Accessories - Soap Holder - | 0-Architectural | Piece | 26 | 0 | 0
0O-07-0100 | Architectural, Plumbing Fixtures & Accessories - Soap Holder - #601 | 0-Architectural | Piece | 888 | 0 | 0
0O-08-0000 | Architectural, Plumbing Fixtures & Accessories - Tissue Holder - | 0-Architectural | Piece | 24 | 0 | 0
0O-08-0100 | Architectural, Plumbing Fixtures & Accessories - Tissue Holder - #602 | 0-Architectural | Piece | 927 | 0 | 0
0O-09-0010 | Architectural, Plumbing Fixtures & Accessories - Toilet Bidet Spray - Satin Chrome Finish | 0-Architectural | Piece | 3 | 0 | 0
0O-09-0021 | Architectural, Plumbing Fixtures & Accessories - Connecting Pipe for Flush Valve Electronic Exposed Sensor Toilet Flush valve 9905, 18" | 0-Architectural | Set | 1 | 0 | 0
0O-10-0030 | Architectural, Plumbing Fixtures & Accessories - Lavatory - Wall Hung w/o Bolt | 0-Architectural | Set | 3 | 0 | 0
0O-10-0040 | Architectural, Plumbing Fixtures & Accessories - Lavatory - w/o Accessories | 0-Architectural | Piece | 4 | 0 | 0
0O-10-0110 | Architectural, Plumbing Fixtures & Accessories - Lavatory - Pedestal, White | 0-Architectural | Set | 21 | 0 | 0
0O-10-0120 | Architectural, Plumbing Fixtures & Accessories - Lavatory - Bowl Wall Hung Lavatory w/o bolt code: 0504w | 0-Architectural | Set | 0 | 0 | 0
0O-10-0210 | Architectural, Plumbing Fixtures & Accessories - Lavatory - Semi Pedestal w/ Fixing Bolt Mod: TF0704 | 0-Architectural | Set | 21 | 0 | 0
0O-10-0211 | Architectural, Plumbing Fixtures & Accessories - Lavatory - Basin, Decorative, 444mm x 444mm x 220mm | 0-Architectural | Piece | 2 | 0 | 0
0O-10-0220 | Architectural, Plumbing Fixtures & Accessories - Lavatory - Semi Pedestal w/o Fixing Bolt TF-0704 | 0-Architectural | Set | 2 | 0 | 0
0O-10-0310 | Architectural, Plumbing Fixtures & Accessories - Lavatory - Above Counter Lavatory w/ Anti-Bacterial #0504 White | 0-Architectural | Set | 9 | 0 | 0
0O-10-1711 | Architectural, Plumbing Fixtures & Accessories - Lavatory - Wall Hung, Concept Cube Lava, 0550 550MM, CHO, Heall White, BB0200100P BB P-Trap 1 1/4" Stainless, Pop Up, Push Type | 0-Architectural | Piece | 2 | 0 | 0
0O-11-0011 | Architectural, Plumbing Fixtures & Accessories - Roof Drain - Dome Type, 4" | 0-Architectural | Piece | 2 | 0 | 0
0O-11-0100 | Architectural, Plumbing Fixtures & Accessories - Flush Tank - Flush Tank ART#4794 R.WT w/ Accessories | 0-Architectural | Piece | 7 | 0 | 0
0O-12-0001 | Architectural, Plumbing Fixtures & Accessories - Grease Trap - Stainless (SS Grade Type 304, SS Plate Thickness 1.5mm), Undersink Type, 4GPM, 325L x 240W x 220H | 0-Architectural | Set | 0 | 0 | 0
0O-12-0010 | Architectural, Plumbing Fixtures & Accessories - Hinged Post - Tropical Blue | 0-Architectural | Set | 4 | 0 | 0
0O-12-0110 | Architectural, Plumbing Fixtures & Accessories - Mixing Valve - In-Wall, Frame Only | 0-Architectural | Piece | 10 | 0 | 0
0O-13-0111 | Architectural, Plumbing Fixtures & Accessories - Spout - In-Wall, Without Diverter, CF-9702 | 0-Architectural | Piece | 10 | 0 | 0
0O-14-0010 | Architectural, Plumbing Fixtures & Accessories - Toilet Seat & Cover - White | 0-Architectural | Piece | 10 | 0 | 0
0O-15-1000 | Architectural, Plumbing Fixtures & Accessories - Cap Hole Cover - Stainless Steel | 0-Architectural | Piece | 1 | 0 | 0
0O-20-1011 | Architectural, Plumbing Fixtures & Accessories - Parking Drain - Cast Iron, 4" Drain, 6" x 6" Cover | 0-Architectural | Piece | 12 | 0 | 0
0O-21-1011 | Architectural, Plumbing Fixtures & Accessories - Trench Drain - Cast Iron, 4" Drain, 6" Cover | 0-Architectural | Piece | 30 | 0 | 0
0Q-02-00014 | Architectural, Wall Frames & Component - Metal Stud - 50mm x 75mm x 3m x GA 0.6mm | 0-Architectural | Length_3 | 1 | 0 | 0
0R-01-0001 | Architectural, Air Vent - Wood - 8" x 24" | 0-Architectural | Piece | 15 | 0 | 0
1B-01-0001 | Civil, Metal - Wire Mesh - Chicken Wire Mesh 1/2" x 4ft x 30m | 1-Civil | Roll_30mtr | 11 | 0 | 0
No item code | Civil, Metal - Wire Mesh - Aluminum Screen, 18 x 16 Mesh , 1.2m x 30m(100ft)? | 1-Civil | Piece | 3 | 0 | 0
No item code | Civil, Metal - Wire Mesh - Aluminum Screen, 18 x 16 Mesh , 3ft x ?m | 1-Civil | Piece | 1 | 0 | 0
1B-01-1001 | Civil, Metal - Wire Mesh - Steel Matting, 2" x 2" Mesh , 2.8mm , 1.2m x 2.4m | 1-Civil | Sheet | 191 | 0 | 0
1B-01-50013 | Civil, Metal - Wire Mesh - Interlink Wire, 3 x 1.5 x 5m | 1-Civil | Roll_5mtr | 1 | 0 | 0
1B-01-6001 | Civil, Metal - Wire Mesh - Interlink Wire, 4" x 4" Mesh , 5.0mm , 1.8m x 6m | 1-Civil | Roll_6mtr | 0 | 0 | 0
no item code | Civil, Metal - Wire Mesh - Interlink Wire, 2 x 2 x 16" | 1-Civil | roll | 2 | 0 | 0
1C-01-1001 | Civil, Hardware & Accessories (Ceiling/Wall) - Screw - Wood Screw, 2 1/4" x 1/4" | 1-Civil | Piece | 20 | 0 | 0
1C-01-1002 | Civil, Hardware & Accessories (Ceiling/Wall) - Screw - Wood Screw, 2" x 1/4" | 1-Civil | Piece | 1994 | 0 | 0
1C-01-10100 | Civil, Hardware & Accessories (Ceiling/Wall) - Screw - Concrete Screw, FBS 11 10X90X35/25/5 | 1-Civil | Piece | 6607 | 0 | 0
1C-01-11103 | Civil, Hardware & Accessories (Ceiling/Wall) - Screw - Wood Screw, Flathead, 1" x 4mm | 1-Civil | Piece | 669 | 0 | 0
1C-01-11104 | Civil, Hardware & Accessories (Ceiling/Wall) - Screw - Wood Screw, Flathead, 1 1/2" x 4mm | 1-Civil | Piece | 144 | 0 | 0
1C-01-11105 | Civil, Hardware & Accessories (Ceiling/Wall) - Screw - Wood Screw, Flathead, 2" x 4mm | 1-Civil | Piece | 239 | 0 | 0
1C-01-11106 | Civil, Hardware & Accessories (Ceiling/Wall) - Screw - Wood Screw, Flathead, 3" x 4mm | 1-Civil | Piece | 185 | 0 | 0
1C-01-11107 | Civil, Hardware & Accessories (Ceiling/Wall) - Screw - Wood Screw, Flathead, 2 1/2" x 1/8" | 1-Civil | Piece | 525 | 0 | 0
1C-01-11301 | Civil, Hardware & Accessories (Ceiling/Wall) - Screw - Wood Screw, Flat head, 1 1/2" #8 | 1-Civil | Piece | 24300 | 0 | 0
1C-01-12001 | Civil, Hardware & Accessories (Ceiling/Wall) - Screw - Metal Screw, 1" | 1-Civil | Piece | 2002 | 0 | 0
1C-01-12003 | Civil, Hardware & Accessories (Ceiling/Wall) - Screw - Metal Screw, 1 1/2" | 1-Civil | Piece | 4420 | 0 | 0
1C-01-13001 | Civil, Hardware & Accessories (Ceiling/Wall) - Screw - Metal Furring Screw, 1 1/2" | 1-Civil | Piece | 435 | 0 | 0
1C-01-17001 | Civil, Hardware & Accessories (Ceiling/Wall) - Black Screw - Woods, 1 1/2" | 1-Civil | Piece | 0 | 0 | 0
1C-01-17002 | Civil, Hardware & Accessories (Ceiling/Wall) - Black Screw - Metal, 2" | 1-Civil | Piece | 0 | 0 | 0
1C-01-17011 | Civil, Hardware & Accessories (Ceiling/Wall) - Screw - Black Screw, Metal, 1 1/2" | 1-Civil | Piece | 78315 | 0 | 2000
1C-01-18121 | Civil, Hardware & Accessories (Ceiling/Wall) - Screw - Socket Screw, Cap Screw, Half Threaded, 1/4" x 1 1/2" | 1-Civil | Piece | 186 | 0 | 0
1C-01-21011 | Civil, Hardware & Accessories (Ceiling/Wall) - Screw - Gypsum Screw, Ordinary, #8 2" (51mm) | 1-Civil | Piece | 5730 | 0 | 0
1C-01-24010 | Civil, Hardware & Accessories (Ceiling/Wall) - Screw - Gypsum Screw, Pointed, #8 1 1/2" (38mm) | 1-Civil | Piece | 16125 | 0 | 0
1C-01-2406 | Civil, Hardware & Accessories (Ceiling/Wall) - Screw - Gypsum Screw, Pointed, #6 1 1/2" (38mm) | 1-Civil | Piece | 0 | 0 | 0
1C-01-3011 | Civil, Hardware & Accessories (Ceiling/Wall) - Screw - Hardiflex Screw, Yellow, 8mm x 1 1/2" | 1-Civil | Piece | 4323 | 0 | 0
1C-01-3101 | Civil, Hardware & Accessories (Ceiling/Wall) - Screw - Hardiflex Screw, Cement Ficem Board, #8 1/2" (15mm) | 1-Civil | Piece | 760 | 0 | 0
1C-01-3103 | Civil, Hardware & Accessories (Ceiling/Wall) - Screw - Hardiflex Screw, Cement Ficem Board, #8 1 1/2" (38mm) | 1-Civil | Piece | 0 | 0 | 0
1C-01-4104 | Civil, Hardware & Accessories (Ceiling/Wall) - Screw - Metal Screw, Flathead, 12mm x 3" | 1-Civil | Piece | 1570 | 0 | 0
1C-01-5404 | Civil, Hardware & Accessories (Ceiling/Wall) - Screw - Panhead Screw, Metal, #8 1/2" (15mm) | 1-Civil | Piece | 0 | 0 | 0
1C-01-5607 | Civil, Hardware & Accessories (Ceiling/Wall) - Screw - Panhead Screw, Metal, #6 1/2" (15mm) | 1-Civil | Piece | 35050 | 0 | 900
1C-01-5405 | Civil, Hardware & Accessories (Ceiling/Wall) - Screw - Panhead Screw, Metal, #7 19TEK x 25 | 1-Civil | Piece | 16400 | 0 | 0
No item code | Civil, Hardware & Accessories (Ceiling/Wall) - Screw - Metal, Tek Screw, 1" | 1-Civil | Piece | 0 | 0 | 0
1C-01-8202 | Civil, Hardware & Accessories (Ceiling/Wall) - Screw - Metal, Tek Screw, 1 1/2" | 1-Civil | Piece | 0 | 0 | 0
1C-01-8204 | Civil, Hardware & Accessories (Ceiling/Wall) - Screw - Metal, Tek Screw, 2 1/2" | 1-Civil | Piece | 1340 | 0 | 0
1C-01-8205 | Civil, Hardware & Accessories (Ceiling/Wall) - Screw - Metal, Tek Screw, 3" | 1-Civil | Piece | 1529 | 0 | 100
1C-01-8206 | Civil, Hardware & Accessories (Ceiling/Wall) - Screw - Metal, Tek Screw, 1 3/4" | 1-Civil | Piece | 1736 | 0 | 400
1C-01-9303 | Civil, Hardware & Accessories (Ceiling/Wall) - Screw - Ordinary, Tek Screw, 1 1/4" | 1-Civil | Piece | 128 | 0 | 0
1D-01-0021 | Civil, Hardware & Accessories - Bolt - with Nut & Washer, 1/2" x 2" | 1-Civil | Set | 308 | 0 | 0
1D-01-0023 | Civil, Hardware & Accessories - Bolt - with Nut & Washer, 2 1/2" x 1/2" | 1-Civil | Piece | 442 | 0 | 0
1D-01-10012 | Civil, Hardware & Accessories - Bolt - Flush Anchor, HKD, M10 x 40 | 1-Civil | Piece | 0 | 0 | 0
1D-01-14101 | Civil, Hardware & Accessories - Bolt - Barrel Bolt, Stainless , 4" | 1-Civil | Piece | 4 | 0 | 0
1D-01-15001 | Civil, Hardware & Accessories - Bolt - Dyna Bolt, 5/8" x 4 3/4" | 1-Civil | Piece | 1272 | 0 | 0
1D-01-15002 | Civil, Hardware & Accessories - Bolt - Dyna Bolt, 3/4" x 5" | 1-Civil | Piece | 110 | 0 | 0
1D-01-151010 | Civil, Hardware & Accessories - Bolt - Dyna Bolt, Stainless, 1/4" x 3 1/2" | 1-Civil | Piece | 359 | 0 | 0
1D-01-15106 | Civil, Hardware & Accessories - Bolt - Dyna Bolt, Stainless, 5/8" x 4"( Ordinary Yellow) | 1-Civil | Piece | 738 | 0 | 0
1D-01-15211 | Civil, Hardware & Accessories - Bolt - Dyna Bolt, Ordinary, Yellow, 1/4" x 2" | 1-Civil | Piece | 5167 | 0 | 0
1D-01-15212 | Civil, Hardware & Accessories - Bolt - Dyna Bolt, Ordinary, Yellow, 3/8" x 3" | 1-Civil | Piece | 2082 | 0 | 0
1D-01-16001 | Civil, Hardware & Accessories - Bolt - Hex Bolt, 1/2 X 2 | 1-Civil | Piece | 11001 | 0 | 0
1D-01-16002 | Civil, Hardware & Accessories - Bolt - Hex Bolt, 3/8 x 2 | 1-Civil | Piece | 533 | 0 | 0
1D-01-16003 | Civil, Hardware & Accessories - Bolt - Hex Bolt, 3/8 x 1 | 1-Civil | Piece | 8417 | 0 | 0
1D-01-16004 | Civil, Hardware & Accessories - Bolt - Hex Bolt, 1/2" x 5" (Full Threaded) | 1-Civil | Piece | 46 | 0 | 0
1D-01-16101 | Civil, Hardware & Accessories - Bolt - Hex Bolt, Nut & Washer, 5/8" x 6" | 1-Civil | Piece | 193 | 0 | 0
no item code | Civil, Hardware & Accessories - Bolt - GI Hex Bolt, GI Nut, 5/8" x 2-1/2" | 1-Civil | set | 419 | 0 | 0
1D-01-16111 | Civil, Hardware & Accessories - Bolt - Hex Bolt, Stainless Steel, Nut & Washer, 5/8" x 3" | 1-Civil | Piece | 0 | 0 | 0
1D-01-17011 | Civil, Hardware & Accessories - Bolt - GI Hex Bolt, Full Threaded, 5/8" x 3" (G.I & B.I) | 1-Civil | Piece | 0 | 0 | 0
1D-01-17101 | Civil, Hardware & Accessories - Bolt - GI Hex Bolt, GI Nut & Washer, 3/8" x 1 1/2" | 1-Civil | Piece | 112 | 0 | 0
no item code | Civil, Hardware & Accessories - Bolt - GI Hex Bolt, 3/8" x 1 1/2" | 1-Civil | Piece | 167 | 0 | 0
no item code | Civil, Hardware & Accessories - Bolt - GI Hex Bolt, GI Nut & Washer, 3/4" x 3" | 1-Civil | Piece | 0 | 0 | 0
1D-01-17202 | Civil, Hardware & Accessories - Bolt - GI Hex Bolt, GI Nut & Washer, 3/4" x 4" | 1-Civil | Piece | 0 | 0 | 0
1D-01-17303 | Civil, Hardware & Accessories - Bolt - GI Hex Bolt, GI Nut & Washer, 5/8" x 3 1/2" | 1-Civil | Piece | 0 | 0 | 0
1D-01-17404 | Civil, Hardware & Accessories - Bolt - GI Hex Bolt, GI Nut & Washer, 5/8" x 1 1/2" | 1-Civil | Piece | 10 | 0 | 0
1D-01-18103 | Civil, Hardware & Accessories - Bolt - B.I Hex , BI Nut & Washer 3/8 x 1 | 1-Civil | Piece | 602 | 0 | 0
SS-Temp-033 | Civil, Hardware & Accessories - Bolt - BI Hex Bolt, 3/8 x 1 | 1-Civil | Piece | 0 | 0 | 0
no item code | Civil, Hardware & Accessories - Bolt - Ordinary Bolt, w/ Nut & Washer 3/4" x 3" | 1-Civil | Piece | 0 | 0 | 0
1D-01-20011 | Civil, Hardware & Accessories - Bolt - Ordinary Bolt, 1/4" thread with plain neck, 1/2" x 5" | 1-Civil | Piece | 3087 | 0 | 0
1D-01-20103 | Civil, Hardware & Accessories - Bolt - Ordinary Bolt, Nut & Washer, 1" x 7/16" | 1-Civil | Piece | 88 | 0 | 0
1D-01-20107 | Civil, Hardware & Accessories - Bolt - Ordinary Bolt, w/ Nut, 2 1/2" x 5/8" | 1-Civil | Piece | 113 | 0 | 0
1D-01-21001 | Civil, Hardware & Accessories - Bolt - Ordinary Nut, 1/2" | 1-Civil | Piece | 3935 | 0 | 0
1D-01-21002 | Civil, Hardware & Accessories - Bolt - Ordinary Nut, 1/4" | 1-Civil | Piece | 2794 | 0 | 0
1D-01-211012 | Civil, Hardware & Accessories - Bolt - U-Bolt, Nut & Washer, 4" x 3/8" | 1-Civil | Set | 17 | 0 | 0
1D-01-21102 | Civil, Hardware & Accessories - Bolt - U-Bolt, Nut & Washer, 1/4" x 1" | 1-Civil | Piece | 3936 | 0 | 0
1D-01-21102 | Civil, Hardware & Accessories - Bolt - U-Bolt, Nut & Washer, 1/4" x 1" BOLT ONLY | 1-Civil | Piece | 1940 | 0 | 0
1D-01-211021 | Civil, Hardware & Accessories - Bolt - U-Bolt, Nut & Washer, 1/4" x 3/4" | 1-Civil | Set | 122 | 0 | 0
1D-01-211024 | Civil, Hardware & Accessories - Bolt - U-Bolt, Nut & Washer, 1" | 1-Civil | Piece | 0 | 0 | 0
1D-01-211026 | Civil, Hardware & Accessories - Bolt - U-Bolt, Nut & Washer, 1/4" x 1/2" | 1-Civil | Piece | 821 | 0 | 0
1D-01-211030 | Civil, Hardware & Accessories - Bolt - U-Bolt, Nut & Washer, 6" | 1-Civil | Piece | 0 | 0 | 0
1D-01-211038 | Civil, Hardware & Accessories - Bolt - U-Bolt, Nut & Washer, 6" x 5/8" | 1-Civil | Set | 8 | 0 | 0
1D-01-21209 | Civil, Hardware & Accessories - Bolt - U-Bolt, w/ Nut, 1/2" | 1-Civil | Piece | 1712 | 0 | 0
1d-01-23001 | Civil, Hardware & Accessories - Bolt - Expansion Shield, 3/8" | 1-Civil | Piece | 5656 | 0 | 20
1D-01-23002 | Civil, Hardware & Accessories - Bolt - Expansion Shield, 1/2" | 1-Civil | Piece | 498 | 0 | 0
1D-01-23012 | Civil, Hardware & Accessories - Bolt - Expansion Shield, Drop in anchor, 1/8" x 3mm | 1-Civil | Piece | 163 | 0 | 0
1D-01-24101 | Civil, Hardware & Accessories - Bolt - Stud Anchor HSA M12 x 120/25/45 | 1-Civil | Piece | 19 | 0 | 0
1D-01-24201 | Civil, Hardware & Accessories - Bolt - Stud Anchor HSV w/ Washer & Nut 3/8" | 1-Civil | Piece | 5 | 0 | 0
1D-01-25001 | Civil, Hardware & Accessories - Bolt - Drive Pin, 1" | 1-Civil | Piece | 10816 | 0 | 0
no item code | ANCHOR ROD BASE FRAME BOLT,HIT-C-8.8 M16x300 | 1-Civil | Piece | 0 | 0 | 0
no item code | Civil, Hardware & Accessories - Bolt - Anchor Rod Base Frame Bolt, M20x260 | 1-Civil | Piece | 150 | 0 | 0
no item code | Civil, Hardware & Accessories - Bolt - Anchor Rod Base Frame Bolt, M24x300 | 1-Civil | Piece | 207 | 0 | 0
1D-01-27001 | Civil, Hardware & Accessories - Bolt - GI, 3/4" X 4" ( Full Threaded) | 1-Civil | Piece | 1101 | 0 | 0
1D-01-27004 | Civil, Hardware & Accessories - Bolt - GI, 5/8" X 3" | 1-Civil | Set | 0 | 0 | 0
1D-01-27005 | Civil, Hardware & Accessories - Bolt - GI, 3/4" X 5" | 1-Civil | Piece | 290 | 0 | 0
1D-01-27011 | Civil, Hardware & Accessories - Bolt - GI, , w/ Nut & Washer, 5/8" X 3" | 1-Civil | Piece | 0 | 0 | 0
1D-01-28002 | Civil, Hardware & Accessories - Bolt - Ordinary Washer, 1/4"ID x 5/8"OD | 1-Civil | Piece | 120 | 0 | 0
1D-01-28003 | Civil, Hardware & Accessories - Bolt - Ordinary Washer, 1/4"ID x 3/4"OD | 1-Civil | Piece | 700 | 0 | 0
1D-01-28004 | Civil, Hardware & Accessories - Bolt - Ordinary Washer, 5/8"ID x 1 3/4"OD | 1-Civil | Piece | 0 | 0 | 0
1D-01-29001 | Civil, Hardware & Accessories - Bolt - Ordinary Dyna Bolt, Yellow, 1/2" x 4" | 1-Civil | Piece | 6605 | 0 | 100
1D-01-3002 | Civil, Hardware & Accessories - Bolt - Eye Bolt, 1 1/4" x 16mm Thread | 1-Civil | Piece | 384 | 0 | 0
1D-01-6215 | Civil, Hardware & Accessories - Bolt - Anchor Bolt, Nutt & Washer, HIT-C-8.8 M16x300 (Item no. 2309278) | 1-Civil | Piece | 595 | 0 | 0
1D-02-1001 | Civil, Hardware & Accessories - Nail - Common Nail, 1" | 1-Civil | kilogram | 70 | 0 | 0
1D-02-1002 | Civil, Hardware & Accessories - Nail - Common Nail, 1 1/2" | 1-Civil | kilogram | 3681 | 0 | 0
1D-02-1003 | Civil, Hardware & Accessories - Nail - Common Nail, 2" | 1-Civil | kilogram | 5810 | 0 | 0
1D-02-1005 | Civil, Hardware & Accessories - Nail - Common Nail, 3" | 1-Civil | kilogram | 4337 | 0 | 0
1D-02-1006 | Civil, Hardware & Accessories - Nail - Common Nail, 4" | 1-Civil | kilogram | 1072 | 0 | 0
1D-02-2003 | Civil, Hardware & Accessories - Nail - Concrete Nail, 2" | 1-Civil | kilogram | 14430.5 | 0 | 0
1D-02-2004 | Civil, Hardware & Accessories - Nail - Concrete Nail, 3" | 1-Civil | KILO | 5472 | 0 | 0
1D-02-2005 | Civil, Hardware & Accessories - Nail - Concrete Nail, 4" | 1-Civil | kilogram | 1846 | 0 | 0
1D-02-2007 | Civil, Hardware & Accessories - Nail - Concrete Nail, X-C 27 MX 1/8" | 1-Civil | Bag_25kg | 2888 | 0 | 0
1D-02-3002 | Civil, Hardware & Accessories - Nail - Finishing Nail, 1" | 1-Civil | kilogram | 1 | 0 | 0
1D-03-0401 | Civil, Hardware & Accessories - Nut - Hex Nut, 3/4" x 12mm | 1-Civil | Piece | 445 | 0 | 0
SS-Temp-034 | Civil, Hardware & Accessories - Nut - B.I , Hex Nut, 3/8" | 1-Civil | Piece | 0 | 0 | 0
1D-03-0001 | Civil, Hardware & Accessories - Nut - 3/8" | 1-Civil | Piece | 4240 | 0 | 0
1D-03-1401 | Civil, Hardware & Accessories - Nut - Stainless, Hex Nut, 3/8" | 1-Civil | Piece | 302 | 0 | 0
1D-03-2401 | Civil, Hardware & Accessories - Nut - Galvanized Iron, Hex Nut, 3/8" | 1-Civil | Piece | 0 | 0 | 0
1D-03-2402 | Civil, Hardware & Accessories - Nut - Galvanized Iron, Hex Nut, 5/8" | 1-Civil | Piece | 6 | 0 | 0
1D-03-2404 | Civil, Hardware & Accessories - Nut - Galvanized Iron, Hex Nut, 1/2" | 1-Civil | Piece | 170 | 0 | 0
1D-03-4101 | Civil, Hardware & Accessories - Nut - B.I , Hex Nut, 1/2" | 1-Civil | Piece | 6190 | 0 | 0
1D-03-4104 | Civil, Hardware & Accessories - Nut - Black Iron, Hex Nut, 5/8" x 9mm | 1-Civil | Piece | 2126 | 0 | 0
1D-03-4103 | Civil, Hardware & Accessories - Nut - Black Iron, Hex Nut, 5/8" x 12mm | 1-Civil | Piece | 2000 | 0 | 0
1D-03-4201 | Civil, Hardware & Accessories - Nut - B.I , Nut, 5/8" | 1-Civil | Piece | 0 | 0 | 0
1D-04-2404 | Civil, Hardware & Accessories - Washer - Flat, Stainless, 5/8" | 1-Civil | Piece | 0 | 0 | 0
1D-04-3101 | Civil, Hardware & Accessories - Washer - Lock Washer, Stainless, 1/4" ID x 1/2" OD | 1-Civil | Piece | 470 | 0 | 0
1D-04-3102 | Civil, Hardware & Accessories - Washer - Lock Washer, Stainless, 1/4" ID x 3/8" OD | 1-Civil | Piece | 17 | 0 | 0
1D-04-3103 | Civil, Hardware & Accessories - Washer - Lock Washer, Stainless, 3/8" ID x 1/16" OD | 1-Civil | Piece | 19 | 0 | 0
1D-04-3104 | Civil, Hardware & Accessories - Washer - Lock Washer, Stainless, 5/8" ID x 1 1/8" OD | 1-Civil | Piece | 340 | 0 | 0
1D-04-3201 | Civil, Hardware & Accessories - Washer - Plain, Galvanized Iron, 1/2" | 1-Civil | Piece | 2024 | 0 | 0
1D-04-3202 | Civil, Hardware & Accessories - Washer - Plain, Galvanized Iron, 3/8" | 1-Civil | Piece | 1619 | 0 | 0
1D-04-5001 | Civil, Hardware & Accessories - Washer - GI Washer, 3/8" | 1-Civil | Piece | 0 | 0 | 0
1D-04-5002 | Civil, Hardware & Accessories - Washer - GI Washer, 1/2" | 1-Civil | Piece | 1072 | 0 | 0
1D-04-6001 | Civil, Hardware & Accessories - Washer - Plain Washer, 5/8" | 1-Civil | Piece | 0 | 0 | 0
1D-05-0000 | Civil, Hardware & Accessories - Blind Rivet - Blind Rivet | 1-Civil | Box_1,000pcs | 4268 | 0 | 200
1D-05-1101 | Civil, Hardware & Accessories - Blind Rivet - Tubular, Stainless, 1/8" x 1/2" | 1-Civil | Box_1,000pcs | 1160 | 0 | 0
1D-05-1102 | Civil, Hardware & Accessories - Blind Rivet - Tubular, Stainless, 3/16" x 1" | 1-Civil | Box_1,000pcs | 322 | 0 | 0
1D-05-1108 | Civil, Hardware & Accessories - Blind Rivet - Tubular, Stainless, 2/16" (3mm) x 3/4" | 1-Civil | Box_1,000pcs | 490 | 0 | 0
1D-06-10001 | Civil, Hardware & Accessories - Sealant - Fireban, 600ml | 1-Civil | Piece | 105 | 0 | 0
1D-06-1010 | Civil, Hardware & Accessories - Sealant - Silicon, Clear | 1-Civil | Piece | 0 | 0 | 0
1D-06-14001 | Civil, Hardware & Accessories - Sealant - Polyurethane Hand Foam, 750ml | 1-Civil | Piece | 295 | 0 | 0
1D-06-16001 | Civil, Hardware & Accessories - Sealant - Sealant Flex, 600ml | 1-Civil | Piece | 0 | 0 | 0
1D-06-16010 | Civil, Hardware & Accessories - Sealant - Acrylic Gap , White | 1-Civil | Piece | 0 | 0 | 0
1D-06-16011 | Civil, Hardware & Accessories - Sealant - Sealant Flex, Grey, 600ml | 1-Civil | Piece | 252 | 0 | 0
1D-06-18000 | Civil, Hardware & Accessories - Sealant - Polyurethane DPU | 1-Civil | Piece | 28 | 0 | 0
1D-06-19301 | Civil, Hardware & Accessories - Sealant - Epoxy Tank Lining, Primer | 1-Civil | Set | 1 | 0 | 0
1D-06-2011 | Civil, Hardware & Accessories - Sealant - Polyurethane , Grey, 600ml BOSTIK | 1-Civil | Piece | 20 | 0 | 0
1D-06-21100 | Civil, Hardware & Accessories - Sealant - Epoxy All Purpose, A&B | 1-Civil | Set | 14 | 0 | 2
1D-06-2111 | Civil, Hardware & Accessories - Sealant - Polyurethane, One Component, White, 600mL | 1-Civil | Tube | 417 | 0 | 0
1D-06-3003 | Civil, Hardware & Accessories - Sealant - Elastomeric, 1 gal | 1-Civil | Gallon | 0 | 0 | 0
1D-06-8000 | Civil, Hardware & Accessories - Sealant - Firestop Sealant | 1-Civil | Piece | 46 | 0 | 0
1D-06-9001 | Civil, Hardware & Accessories - Sealant - Expanda Foam, 350g | 1-Civil | Piece | 105 | 0 | 0
1D-06-9002 | Civil, Hardware & Accessories - Sealant - Konreation Fine Gray | 1-Civil | BAG | 15 | 0 | 0
1D-06-9003 | Civil, Hardware & Accessories - Sealant - Konreation Hardener | 1-Civil | GAL | 86 | 0 | 0
1D-06-9007 | Civil, Hardware & Accessories - Sealant - Epoxy Sealer 1805FC | 1-Civil | Gallon_4L | 8 | 0 | 0
1D-07-0001 | Civil, Hardware & Accessories - Nylon String - 30mm | 1-Civil | Length_100/ROLL | 0 | 0 | 0
1D-07-2001 | Civil, Hardware & Accessories - Nylon String - Nylon Mono Line, 140mm | 1-Civil | Length_100 | 142 | 0 | 0
no item code | Civil, Hardware & Accessories - Nylon String - Nylon Mono Line, 1.2mm X 80 Lbs. | 1-Civil | packs | 44 | 0 | 0
1D-08-1000 | Civil, Hardware & Accessories - Wall Plug - Tox Plastic, 8mm | 1-Civil | Piece | 1030 | 0 | 0
1D-08-1001 | Civil, Hardware & Accessories - Wall Plug - Tox Plastic, 5mm | 1-Civil | Piece | 0 | 0 | 0
1D-08-1002 | Civil, Hardware & Accessories - Wall Plug - Tox Plastic, 6mm | 1-Civil | Piece | 220 | 0 | 0
1D-08-1003 | Civil, Hardware & Accessories - Wall Plug - Tox Plastic, 10mm | 1-Civil | Piece | 2899 | 0 | 0
1D-08-1101 | Civil, Hardware & Accessories - Wall Plug - Tox Plastic with screw, 8mm | 1-Civil | Piece | 60 | 0 | 0
1D-08-2001 | Civil, Hardware & Accessories - Wall Plug - Tox Screw, #10/51 | 1-Civil | Piece | 940 | 0 | 0
1D-18-1010 | Civil, Hardware & Accessories - Nail & Cartridge - Gas Can, GC 42 | 1-Civil | Piece | 15 | 0 | 0
1D-18-2010 | Civil, Hardware & Accessories - Nail & Cartridge - Gas Nail, X-C 20 G3 MX | 1-Civil | Piece | 140 | 0 | 0
1D-19-10001 | Civil, Hardware & Accessories - Sealant - Pro Bondcrete 400 | 1-Civil | Gallon | 8 | 0 | 0
1D-21-0017 | Civil, Hardware & Accessories - Rope Nylon - Blue, 3/4" x 200m | 1-Civil | Length_200 | 6 | 0 | 0
1D-21-2002 | Civil, Hardware & Accessories - Rope Nylon - Nylon String Mono Line, 1.30mm | 1-Civil | Length_100 | 44 | 0 | 0
1D-23-1111 | Civil, Hardware & Accessories - Seal Strip - Seal Strip PVC, DL80, Clear, 7 1/2" x 7' | 1-Civil | Piece | 0 | 0 | 0
1D-24 -2101 | Civil, Hardware and Accessories - Chalk - Chalk stone, 144 pcs/box | 1-Civil | Piece | 7619 | 0 | 0
1D-26-0022 | Civil, Hardware and Accessories - Hanger - Clevis Hanger 2 | 1-Civil | Piece | 32 | 0 | 0
1D-26-0023 | Civil, Hardware and Accessories - Hanger - Clevis Hanger 4 | 1-Civil | Piece | 610 | 0 | 0
1D-26-0024 | Civil, Hardware and Accessories - Hanger - Clevis Hanger 3 | 1-Civil | Piece | 626 | 0 | 0
no item code | Civil, Hardware and Accessories - Hanger - Clevis Hanger 6 | 1-Civil | Unit | 41 | 0 | 0
no item code | Civil, Hardware and Accessories - Hanger - Clevis Hanger 8 | 1-Civil | Unit | 23 | 0 | 0
1D-26-0014 | Civil, Hardware and Accessories - Hanger - Loop Hanger 2 | 1-Civil | Piece | 675 | 0 | 0
1D-27-0001 | Civil, Hardware and Accessories - Hanger - 3.5cm x 10.5cm | 1-Civil | Piece | 0 | 0 | 0
1D-27-0002 | Civil, Hardware and Accessories - Hanger - 15mm x 0.6mm x 3m | 1-Civil | Piece | 0 | 0 | 0
1D-27-0003 | Civil, Hardware and Accessories - Hanger - 18mm x 0.6mm x 3m | 1-Civil | Piece | 298 | 0 | 0
1D-27-3001 | Civil, Hardware and Accessories - Gauge - Pressure Gauge, 300PSI | 1-Civil | Piece | 0 | 0 | 0
1D-27-3002 | Civil, Hardware and Accessories - Gauge - Pressure Gauge, 600PSI | 1-Civil | Piece | 1 | 0 | 0
1D-28-0011 | Civil, Hardware & Accessories - Rod - Full Threaded Rod, 3/8 x 10ft | 1-Civil | Piece | 0 | 0 | 0
1D-28-0012 | Civil, Hardware & Accessories - Rod - Full Threaded Rod, M16 x 190 | 1-Civil | Piece | 190 | 0 | 0
1D-28-0013 | Civil, Hardware & Accessories - Rod - Full Threaded Rod, 1/2" x 3m | 1-Civil | Piece | 2284 | 0 | 0
1D-28-0014 | Civil, Hardware & Accessories - Rod - Full Threaded Rod, 1/8 x 10ft | 1-Civil | Length_3 | 90 | 0 | 0
1D-29-0001 | Civil, Hardware & Accessories - Carburandum Stone - 6" x 1" x 1" | 1-Civil | Piece | 18 | 0 | 0
1E-02-1011 | Civil, Landscape - Stone - Plant Boxes Stone, yellow, 4" x 4" | 1-Civil | Piece | 1200 | 0 | 0
1F-01-1001 | Civil, Cement Additive - Masonry - Plexibond, 16L/Pail | 1-Civil | Liter_16 | 2 | 0 | 0
no item code | Civil, Cement Additive - Masonry - Finishing Plaster 20kgs | 1-Civil | Bag | 86 | 0 | 0
1G-05-1001 | Civil, Equiment Parts and Accessories - Steel Pipe - Stainless Steel, 1 1/2" 20' | 1-Civil | Length_6 | 2 | 0 | 0
1H-04-2001 | Civil, Tool Accessories - Pipe Threader - Die Head, 1/2" to 2" TPI: 11 1/2', 14, NPT | 1-Civil | Unit | 4 | 0 | 0
1J-03-2000 | Civil, Consumables - Adhesive - Rugby Rubber Cement | 1-Civil | Bottle | 22 | 0 | 0
1J-04-0001 | Civil, Consumables - Rust Converter - 1 Gallon | 1-Civil | Gallon | 56 | 0 | 0
1J-05-10000 | Civil, Consumables - Welding - Blow Torch Gun | 1-Civil | Piece | 6 | 0 | 0
1J-05-10112 | Civil, Consumables - Welding - Welding Cable, Copper Welding Cable, #70mm2/3/0 x 75m | 1-Civil | Roll_75mtr | 1 | 0 | 0
no item code | Civil, Consumables - Welding - Welding Cable, 300 Amp Solid Copper, 1/0, 1 x 38mm2 x100/roll | 1-Civil | Unit | 35 | 0 | 0
1J-05-1001 | Civil, Consumables - Welding - Electrode Holder, 300 Amp | 1-Civil | Unit | 21 | 0 | 0
1J-05-1002 | Civil, Consumables - Welding - Electrode Holder, 500 Amp | 1-Civil | Unit | 20 | 0 | 0
1J-05-10111 | Civil, Consumables - Welding - Welding Cable, 300 Amp Solid Copper, 1/0, 1 x 16mm2 x100/roll | 1-Civil | Roll | 35 | 0 | 0
1J-05-2011 | Civil, Consumables - Welding - Welding Rod, 6011 1/8", 20kg | 1-Civil | Box | 0 | 0 | 0
1J-05-2011 | Civil, Consumables - Welding - Welding Rod, 6011 1/8", KILO | 1-Civil | kilograms | 0 | 0 | 0
1J-05-2012 | Civil, Consumables - Welding - Welding Rod, 6011 (4mm) | 1-Civil | Box | 0 | 0 | 0
1J-05-2021 | Civil, Consumables - Welding - Welding Rod, 7018 1/8",20kg | 1-Civil | Box | 32 | 0 | 0
1J-05-2030 | Civil, Consumables - Welding - Welding Rod, 6013 1/8" | 1-Civil | Kilogram | 10 | 0 | 0
1J-05-2031 | Civil, Consumables - Welding - Welding Rod, 6013 1/8", 20kg | 1-Civil | Box | 59 | 0 | 0
1J-05-2040 | Civil, Consumables - Welding - Welding Rod, 6012 (2.6mm) | 1-Civil | 20kgs_Box | 28 | 0 | 22
1J-05-2040 | Civil, Consumables - Welding - Welding Rod, 6012 (2.6mm) | 1-Civil | KILO | 14 | 20 | 10
1J-05-2101 | Civil, Consumables - Welding - Welding Rod, PVC, 4mm x 100mm | 1-Civil | Roll_100mtr | 1 | 0 | 0
1J-05-2201 | Civil, Consumables - Welding - Welding Rod, Stainless Steel, 3.2mm X 350mm | 1-Civil | Kilogram | 9 | 0 | 0
1J-05-3002 | Civil, Consumables - Welding - Cutting Nozzle Torch, Cigweld Type 44 | 1-Civil | Piece | 4 | 0 | 0
1J-05-8000 | Civil, Consumables - Welding - Cutting Outfit ad w/ Regulator oxygen & acetylene Hose | 1-Civil | Set | 3 | 0 | 0
1J-06-0001 | Civil, Consumables - Teflon Tape - 3/4" | 1-Civil | Piece | 0 | 0 | 0
1J-07-0010 | Civil, Consumables - Epoxy Mortar - Injectible Mortar HIT-RE 500 V3/500/1 (2123406) | 1-Civil | Piece | 53 | 0 | 0
1J-08-1001 | Civil, Consumables - Epoxy Adhesive - Sikadur 31CF Normal (6kg/set) | 1-Civil | Set | 40 | 0 | 0
1J-09-0101 | Civil, Consumables - Solvent Cement - PVC Solvent Cement, 400cc | 1-Civil | Can | 1741 | 0 | 1
1J-12-7000 | Civil, Consumables - Styropor - Structural Foam, 4' x 8' x 3" | 1-Civil | Sheet | 3 | 0 | 0
1K-01-0011 | Civil, Soil Treatment - Soil Poisoning & Termite Proofing - F3D 50, 4L | 1-Civil | Gallon_4 | 43 | 0 | 0
1K-01-0021 | Civil, Soil Treatment - Soil Poisoning & Termite Proofing - Sparkton, 4L | 1-Civil | Gallon_4 | 13 | 0 | 0
2A-01-1200 | Structural, Concrete - Basic Concrete Materials - Cement,Portland- | 2-Structural | Bag_40kg | 0 | 0 | 0
2A-01-1401 | Structural, Concrete - Basic Concrete Materials - Cement,White, 40kg | 2-Structural | Bag_40kg | 46 | 0 | 0
2A-01-1500 | Structural, Concrete - Basic Concrete Materials - Cement,Black- | 2-Structural | Volume | 4 | 0 | 0
2A-01-4100 | Structural, Concrete - Basic Concrete Materials - Additive, Low-viscous fluid | 2-Structural | Gallon | 0 | 0 | 0
2B-01-2202 | Structural, Concrete Reinforcement - Reinforcing Steel - Round Bar,Plain-16mm Ã˜ x 6.0 m | 2-Structural | Length | 72 | 0 | 0
2B-01-2204 | Structural, Concrete Reinforcement - Reinforcing Steel - Round Bar,Plain-12mm Ã˜ x 6.0 m | 2-Structural | Length_6 | 0 | 0 | 0
2B-01-2205 | Structural, Concrete Reinforcement - Reinforcing Steel - Round Bar,Plain-10mm Ã˜ x 6.0 m | 2-Structural | Length | 412 | 0 | 0
2B-01-2207 | Structural, Concrete Reinforcement - Reinforcing Steel - Round Bar,Plain-9mm Ã˜ x 6.0 m | 2-Structural | Length_6 | 210 | 0 | 0
2B-01-2208 | Structural, Concrete Reinforcement - Reinforcing Steel - Round Bar,Plain-19mm Ø x 6.0 m | 2-Structural | Piece | 7 | 0 | 0
2B-02-1001 | Structural, Concrete Reinforcement - GI Wire - Tie Wire,-No. 16 | 2-Structural | Roll_35kg | 127 | 0 | 0
2B-02-1001 | Structural, Concrete Reinforcement - GI Wire - Tie Wire,-No. 16 | 2-Structural | KILO | 28 | 0 | 5
2C-01-0002 | Structural, Metal Materials - Steel - C-Purlins,-2" x 4" x 1.8 mm x 6 m | 2-Structural | Length_6 | 0 | 0 | 0
2C-01-0003 | Structural, Metal Materials - Steel - C-Purlins,- 2" x 6" x 1.8 mm x 6 m | 2-Structural | Length_6 | 0 | 0 | 0
2C-01-1001 | Structural, Metal Materials - Steel - Flat Bar,-2 .0 mm x 50 mm x 6m | 2-Structural | Length_6 | 25 | 0 | 0
2C-01-10010 | Structural, Metal Materials - Steel - Flat Bar,-3 mm x 38 mm x 6m | 2-Structural | Length_6 | 18 | 0 | 0
2C-01-10013 | Structural, Metal Materials - Steel - Flat Bar,-4 mm x 30 mm x 6m | 2-Structural | Length_6 | 4 | 0 | 0
2C-01-10015 | Structural, Metal Materials - Steel - Flat Bar,-4 mm x 50 mm x 6m | 2-Structural | Length_6 | 4 | 0 | 0
2C-01-1002 | Structural, Metal Materials - Steel - Flat Bar,-2.5 mm x 25 mm x 6m | 2-Structural | Length_6 | 130 | 0 | 0
2C-01-10031 | Structural, Metal Materials - Steel - Flat Bar,-6 mm x 75 mm x 6m | 2-Structural | Length_6 | 1 | 0 | 0
2C-01-10082 | Structural, Metal Materials - Steel - Flat Bar,-4 mm x 38 mm x 6m | 2-Structural | Length_6 | 88 | 0 | 0
2C-01-10083 | Structural, Metal Materials - Steel - Flat Bar,-5 mm x 38 mm x 6m | 2-Structural | Length_6 | 10 | 0 | 0
2C-01-20034 | Structural, Metal Materials - Steel - I-Beam,-W10 x 49 | 2-Structural | Length | 2 | 0 | 0
2C-01-20054 | Structural, Metal Materials - Steel - I-Beam,-W12 x 65 | 2-Structural | Length | 1 | 0 | 0
2C-01-40011 | Structural, Metal Materials - Steel - Square Tube,- 1 1/2" x 1" x 6m | 2-Structural | Length | 1 | 0 | 0
2C-01-40013 | Structural, Metal Materials - Steel - Square Tube,- 2" x 3" x 6m | 2-Structural | Length_6 | 23 | 0 | 6
2C-01-40015 | Structural, Metal Materials - Steel - Square Tube,- 1" x 1" x 5mm x 6 m | 2-Structural | Length_6 | 291 | 0 | 0
2C-01-4002 | Structural, Metal Materials - Steel - Square Tube,- 2" x 2" x 6 m | 2-Structural | Length_6 | 722 | 0 | 13
2C-01-4003 | Structural, Metal Materials - Steel - Square Tube,- 1" x 1" x 6 m | 2-Structural | Length_6 | 174 | 0 | 0
2C-01-5004 | Structural, Metal Materials - Steel - Plates,-4' x 8' x 6mm | 2-Structural | Sheet | 0 | 0 | 0
2C-01-5008 | Structural, Metal Materials - Steel - Plates,-4' x 8'x 20mm | 2-Structural | Sheet | 1 | 0 | 0
2C-01-600192 | Structural, Metal Materials - Steel - Angle Bar,-4" x 4" x 20ft | 2-Structural | Length_6 | 1 | 0 | 0
2C-01-600193 | Structural, Metal Materials - Steel - Angle Bar,-1 1/2" x 1 1/2" x 1/8" (3mm) x 6m | 2-Structural | Length_6 | 270 | 0 | 0
2C-01-600196 | Structural, Metal Materials - Steel - Angle Bar,-1 1/2" x 1 1/2" x 2mm x 20' | 2-Structural | Length_6 | 4 | 0 | 0
2C-01-600197 | Structural, Metal Materials - Steel - Angle Bar,-19mm x 19mm x 2.0mm | 2-Structural | Length_6 | 1 | 0 | 0
2C-01-60033 | Structural, Metal Materials - Steel - Angle Bar,-40mm x 40mm x 5.0mm (1 1/2") | 2-Structural | Length_6 | 27 | 0 | 0
2C-01-60039 | Structural, Metal Materials - Steel - Angle Bar,-50mm x 50mm x 3mm | 2-Structural | Length_6 | 218 | 0 | 0
2C-01-6004 | Structural, Metal Materials - Steel - Angle Bar,-25mm x 25mm x 2.5mm | 2-Structural | Length_6 | 688 | 0 | 0
2C-01-60041 | Structural, Metal Materials - Steel - Angle Bar,-50mm x 50mm x 4.0mm | 2-Structural | Length_6 | 267 | 0 | 0
2C-01-60044 | Structural, Metal Materials - Steel - Angle Bar,-50mm x 50mm x 5.0mm (2") | 2-Structural | Length_6 | 45 | 0 | 35
2C-01-60046 | Structural, Metal Materials - Steel - Angle Bar,-50mm x 50mm x 6.0mm | 2-Structural | Length_6 | 0 | 0 | 0
2C-01-6005 | Structural, Metal Materials - Steel - Angle Bar,-25mm x 25mm x 3.0mm | 2-Structural | Length_6 | 2 | 0 | 0
2C-01-6006 | Structural, Metal Materials - Steel - Angle Bar,-25mm x 25mm x 4.0mm | 2-Structural | Length_6 | 67 | 0 | 0
2C-01-60065 | Structural, Metal Materials - Steel - Angle Bar,-75mm x 75mm x 6.0mm | 2-Structural | Length_6 | 3 | 0 | 0
2C-01-60075 | Structural, Metal Materials - Steel - Angle Bar,-90mm x 90mm x 6.0mm | 2-Structural | Length_6 | 112 | 0 | 0
2C-01-7001 | Structural, Metal Materials - Steel - Rectangular Tube,- 2" x 4" x 1.5mm x 6 m | 2-Structural | Length_6 | 6 | 0 | 0
2C-01-7002 | Structural, Metal Materials - Steel - Rectangular Tube,- 1" x 2" x 2mm x 6 m | 2-Structural | Length_6 | 36 | 0 | 0
2C-01-7111 | Structural, Metal Materials - Steel - C-Purlins, 20' length, 2" x 6", 1.3mm | 2-Structural | Length_6 | 20 | 0 | 0
2C-01-7121 | Structural, Metal Materials - Steel - C-Purlins, 20' length, 2" x 4", 1.2mm | 2-Structural | Length_6 | 9 | 0 | 0
2C-03-1001 | Structural, Metal Materials - Aluminum - Square Tube,-1" x 3"x 6 m | 2-Structural | Length_6 | 9 | 0 | 0
2C-03-10011 | Structural, Metal Materials - Aluminum - Square Tube,1 3/4" x 3" x 21ft | 2-Structural | Length_6 | 2 | 0 | 0
2C-03-1002 | Structural, Metal Materials - Aluminum - Square Tube,- 1/2" x 1/2" x 2mm x 6 m | 2-Structural | Length_6 | 48 | 0 | 0
2C-03-1010 | Structural, Metal Materials - Aluminum - Square Tube,-3" x 1" x 6m | 2-Structural | Length_6 | 2 | 0 | 0
2C-04-3001 | Structural, Metal Materials - Aluminum - Square Bar,3/4" x 3/4" x 20' | 2-Structural | Length_6 | 26 | 0 | 0
2D-01-1003 | Structural, Formworks - Side Forms - Phenolic,-4' x 8' x 12 mm | 2-Structural | Sheet | 0 | 0 | 0
2D-03-1001 | Structural, Formworks - Supports - Tie Rod,- 16 mm | 2-Structural | Piece | 530 | 0 | 0
2D-03-5100 | Structural, Formworks - Supports - Clips - Aluma Clips, | 2-Structural | Piece | 2689 | 0 | 0
2D-03-6201 | Structural, Formworks - Supports - Insert,Plastic Insert-40mm x 38mm x 3 m | 2-Structural | Length_3 | 622 | 0 | 0
2D-04-1000 | Structural, Formworks - Form Oil - Concrete Form Oil,- | 2-Structural | Drum_200L | 1.5 | 0 | 0
2E-01-4011 | Structural, Scaffolding - Metal Scaffolds - G.I. Pipe,-Schedule 401" Ã˜ x 20' | 2-Structural | Length_6 | 220 | 0 | 0
3A-01-4001 | HVAC, Ventilation System - Equipment - Ceiling Mounted Fan Brand: OMNI Model: XFC 200, 8inches, 230V, 60Hz, 26W, 289CFM,48dB, 26x17x25cm, 20x20cm | 3-HVAC | Piece | 14 | 0 | 0
3C-02-1011 | HVAC, Others - Consumables - Charol Plastic, Blue, 4'' width | 3-HVAC | Roll | 58 | 0 | 0
3C-02-1021 | HVAC, Others - Consumables - Charol Plastic, White, 4'' width | 3-HVAC | Roll | 37 | 0 | 0
3C-02-2102 | HVAC, Others - Consumables - Duct Tape, Aluminum, 3'' width | 3-HVAC | Roll | 18 | 0 | 10
4E-02-6001 | Mechanical, Others - Miscellaneous - Rubber Insulation Tube, 2 1/8" x 1 x 6 | 4-Mechanical | Meter | 85 | 0 | 0
5A-01-1111 | Piping, Plumbing, Sanitary & Drainage - Pipe - GI, Seamless, Schedule 20, 3/4"Ø | 5-Piping | Length_6 | 4 | 0 | 0
5A-01-1127 | Piping, Plumbing, Sanitary & Drainage - Pipe - GI, Seamless, Schedule 40, 3"Ø | 5-Piping | Length_6 | 0 | 0 | 0
5A-01-1201 | Piping, Plumbing, Sanitary & Drainage - Pipe - GI Pipe Threaded 4"Ø | 5-Piping | Length_6 | 0 | 0 | 0
5A-01-1202 | Piping, Plumbing, Sanitary & Drainage - Pipe - GI Pipe Threaded 3"Ø | 5-Piping | Meter | 15 | 0 | 0
5A-01-1221 | Piping, Plumbing, Sanitary & Drainage - Pipe - GI, Threaded, Schedule 40, 1"ÃƒËœ | 5-Piping | Length_6 | 10 | 0 | 0
5A-01-1223 | Piping, Plumbing, Sanitary & Drainage - Pipe - GI, Threaded, Schedule 40, 1 1/2"ÃƒËœ | 5-Piping | Length_6 | 1 | 0 | 0
5A-01-1224 | Piping, Plumbing, Sanitary & Drainage - Pipe - GI, Threaded, Schedule 40, 2" ÃƒËœ | 5-Piping | Length_6 | 12 | 0 | 0
5A-01-1226 | Piping, Plumbing, Sanitary & Drainage - Pipe - GI, Threaded, Schedule 40, 2 1/2" dia. | 5-Piping | Length_6 | 2 | 0 | 0
5A-01-1227 | Piping, Plumbing, Sanitary & Drainage - Pipe - GI, Threaded, Schedule 40, 3"Ø | 5-Piping | Length_6 | 1 | 0 | 0
5A-01-1314 | Piping, Plumbing, Sanitary & Drainage - Pipe - GI, Welded, Schedule 40, 6"ÃƒËœ | 5-Piping | Length_6 | 0 | 0 | 0
5A-01-1413 | Piping, Plumbing, Sanitary & Drainage - Pipe - GI, Flange Type, Schedule 40, 4'' 8HOLES | 5-Piping | Piece | 0 | 0 | 0
5A-01-2021 | Piping, Plumbing, Sanitary & Drainage - Pipe - PPR, PN20, 1/2"ÃƒËœ | 5-Piping | Length_6 | 2696 | 0 | 0
5A-01-2024 | Piping, Plumbing, Sanitary & Drainage - Pipe - PPR, PN20, 1 1/4"ÃƒËœ | 5-Piping | Length_6 | 0 | 0 | 0
5A-01-2026 | Piping, Plumbing, Sanitary & Drainage - Pipe - PPR, PN20, 2"ÃƒËœ (Amico Green 63mm ) | 5-Piping | Length_6 | 27 | 0 | 0
5A-01-2027 | Piping, Plumbing, Sanitary & Drainage - Pipe - PPR, PN20, 2 1/4"ÃƒËœ | 5-Piping | Length_6 | 0 | 0 | 0
5A-01-2034 | Piping, Plumbing, Sanitary & Drainage - Pipe - PPR, PN25, 1 1/4"ÃƒËœ | 5-Piping | Length_6 | 0 | 0 | 0
5A-01-2036 | Piping, Plumbing, Sanitary & Drainage - Pipe - PPR, PN25, 2"ÃƒËœ (Thermovar White 63mm) | 5-Piping | Length_6 | 0 | 0 | 0
5A-01-2051 | Piping, Plumbing, Sanitary & Drainage - Pipe - PPR, PN25 Gray, 20mm Ø ( Fusio) | 5-Piping | Length_4 | 291 | 0 | 0
5A-01-2061 | Piping, Plumbing, Sanitary & Drainage - Pipe - PPR, PN20 White, 25mm Ø (Donsen, Amico, Thermovar & Fusio) | 5-Piping | Length_4 | 579 | 0 | 0
5A-01-2063 | Piping, Plumbing, Sanitary & Drainage - Pipe - PPR, PN20 White, 40mm Ø (Donsen & Thermovar) | 5-Piping | Length_4 | 650 | 0 | 0
5A-01-2071 | Piping, Plumbing, Sanitary & Drainage - Pipe - PPR, PN20 Green, 75mm Ø (Ecosan) | 5-Piping | Length_4 | 2 | 0 | 0
5A-01-2081 | Piping, Plumbing, Sanitary & Drainage - Pipe - PPR, PN25 Green, 20mm Ø (Durabend) | 5-Piping | Length_4 | 92 | 0 | 0
5A-01-2082 | Piping, Plumbing, Sanitary & Drainage - Pipe - PPR, PN25 Green, 25mm Ø (Amico, Durabend & Ecosan) | 5-Piping | Length_4 | 253 | 0 | 0
5A-01-2083 | Piping, Plumbing, Sanitary & Drainage - Pipe - PPR, PN25 Green, 32mm Ø (Polygon) | 5-Piping | Length_4 | 1 | 0 | 0
5A-01-2084 | Piping, Plumbing, Sanitary & Drainage - Pipe - PPR, PN25 Green, 40mm Ø (Amico, Ecosan) | 5-Piping | Length_4 | 15 | 0 | 0
5A-01-21110 | Piping, Plumbing, Sanitary & Drainage - Pipe - PPR, 4m length, PN20, 2 1/2"Ø | 5-Piping | Length_4 | 94 | 0 | 0
5A-01-2112 | Piping, Plumbing, Sanitary & Drainage - Pipe - PPR, 4m length, PN20, 1/2"Ø | 5-Piping | Length_4 | 4 | 0 | 0
5A-01-2113 | Piping, Plumbing, Sanitary & Drainage - Pipe - PPR, 4m length, PN20, 3/4"Ø | 5-Piping | Length_4 | 0 | 0 | 0
5A-01-2115 | Piping, Plumbing, Sanitary & Drainage - Pipe - PPR, 4m length, PN20, 1 1/4"Ø | 5-Piping | Length_4 | 0 | 0 | 0
5A-01-21210 | Piping, Plumbing, Sanitary & Drainage - Pipe - PPR, 4m length, PN25, 2 1/2"Ø ( Thermovar&Donsen 75mm White) | 5-Piping | Length_4 | 8 | 0 | 0
5a-01-21212 | Piping, Plumbing, Sanitary & Drainage - Pipe - PPR, 4m length, PN25, 2 1/2"Ø | 5-Piping | Length_4 | 0 | 0 | 0
5A-01-2126 | Piping, Plumbing, Sanitary & Drainage - Pipe - PPR, 4m length, PN25, 1 1/2"Ø (White Thermovar 50mm) | 5-Piping | Length_4 | 179 | 0 | 0
5A-01-3053 | Piping, Plumbing, Sanitary & Drainage - Pipe - PE, PN1.6MPa SDR11, 32mm ÃƒËœ (PE Hose 1" Black) | 5-Piping | Length_6 | 0 | 0 | 0
5A-01-50114 | Piping, Plumbing, Sanitary & Drainage - Pipe - PVC, Series 600, 14" ÃƒËœ (Series 1000 Emerald) | 5-Piping | Length_6 | 2 | 0 | 0
5A-01-5018 | Piping, Plumbing, Sanitary & Drainage - Pipe - PVC, Series 600, 3" Ø | 5-Piping | Length_6 | 0 | 0 | 0
5A-01-50210 | Piping, Plumbing, Sanitary & Drainage - Pipe - PVC, Series 1000, 6" ÃƒËœ (Emerald) | 5-Piping | Length_6 | 70 | 0 | 0
5A-01-50211 | Piping, Plumbing, Sanitary & Drainage - Pipe - PVC, Series 1000, 8" ÃƒËœ (Emerald) | 5-Piping | Length_6 | 35 | 0 | 0
5A-01-50212 | Piping, Plumbing, Sanitary & Drainage - Pipe - PVC, Series 1000, 10" ÃƒËœ (Emerald) | 5-Piping | Length_6 | 33 | 0 | 0
5A-01-50213 | Piping, Plumbing, Sanitary & Drainage - Pipe - PVC, Series 1000, 12" Ø | 5-Piping | Length_6 | 0 | 0 | 0
5A-01-5022 | Piping, Plumbing, Sanitary & Drainage - Pipe - PVC, Series 1000, 3/4" ÃƒËœ (Gray) | 5-Piping | Length_3 | 187 | 0 | 0
5A-01-5029 | Piping, Plumbing, Sanitary & Drainage - Pipe - PVC, Series 1000, 4" ÃƒËœ ( Emerald) | 5-Piping | Length_3 | 19 | 0 | 92
5A-01-5042 | Piping, Plumbing, Sanitary & Drainage - Pipe - PVC,-Series 500 6"Ø | 5-Piping | Length_3 | 0 | 0 | 0
5A-01-5051 | Piping, Plumbing, Sanitary & Drainage - Pipe - PVC Blue Pipe Moldex 2" Ø | 5-Piping | Length_6 | 19 | 0 | 0
5A-01-51212 | Piping, Plumbing, Sanitary & Drainage - Pipe - PVC, 3m length, Series 1000, 3" Ø | 5-Piping | Length_3 | 913 | 0 | 15
5A-01-51224 | Piping, Plumbing, Sanitary & Drainage - Pipe - PVC, 3m length, Series 1000, 6" Ø | 5-Piping | Length_3 | 0 | 0 | 0
5A-01-51240 | Piping, Plumbing, Sanitary & Drainage - Pipe - PVC, 3m length, Series 1000, 10" Ø | 5-Piping | Length_3 | 0 | 0 | 0
5A-01-51248 | Piping, Plumbing, Sanitary & Drainage - Pipe - PVC, 3m length, Series 1000, 12" Ø (Emerald) | 5-Piping | Length_3 | 4 | 0 | 0
5A-01-5128 | Piping, Plumbing, Sanitary & Drainage - Pipe - PVC, 3m length, Series 1000, 2" Ø | 5-Piping | Length_3 | 0 | 0 | 0
5A-01-6021 | Piping, Plumbing, Sanitary & Drainage - Pipe - In House Blue uPVC, C-150, 2" ÃƒËœ (Moldex) | 5-Piping | Length_6 | 7 | 0 | 0
5A-01-6022 | Piping, Plumbing, Sanitary & Drainage - Pipe - In House Blue uPVC, C-150, 3" ÃƒËœ ( Moldex) | 5-Piping | Length_6 | 171 | 0 | 0
5A-01-6023 | Piping, Plumbing, Sanitary & Drainage - Pipe - In House Blue uPVC, C-150, 4" ÃƒËœ (Moldex) | 5-Piping | Length_6 | 110 | 0 | 0
5A-01-6024 | Piping, Plumbing, Sanitary & Drainage - Pipe - In House Blue uPVC, C-150, 6" ÃƒËœ (Moldex) | 5-Piping | Length_6 | 4 | 0 | 0
5A-01-6027 | Piping, Plumbing, Sanitary & Drainage - Pipe - In House Blue uPVC, C-150, 3/4" Ã˜ (Atlanta 25mm x 3m) | 5-Piping | Length_6 | 97 | 0 | 0
no item code | Piping, Plumbing, Sanitary & Drainage - Elbow - Brass, Elbow 90Ã‚Â°, 32mm | 5-Piping | Piece | 1 | 0 | 0
5A-02-1123 | Piping, Plumbing, Sanitary & Drainage - Elbow - GI, Elbow 90Ã‚Â°, Schedule 40, 1 1/4"ÃƒËœ (Threaded) | 5-Piping | Piece | 0 | 0 | 0
5A-02-1124 | Piping, Plumbing, Sanitary & Drainage - Elbow - GI, Elbow 90Ã‚Â°, Schedule 40, 1 1/2"ÃƒËœ (Treaded) | 5-Piping | Piece | 4 | 0 | 0
5A-02-1125 | Piping, Plumbing, Sanitary & Drainage - Elbow - GI, Elbow 90Ã‚Â°, Schedule 40, 2" ÃƒËœ (Threaded) | 5-Piping | Piece | 0 | 0 | 0
5A-02-1127 | Piping, Plumbing, Sanitary & Drainage - Elbow - GI, Elbow 90Ã‚Â°, Schedule 40, 3"Ø | 5-Piping | Piece | 0 | 0 | 0
5A-02-1129 | Piping, Plumbing, Sanitary & Drainage - Elbow - GI, Elbow 90Ã‚Â°, Schedule 40, 4"ÃƒËœ | 5-Piping | Piece | 2 | 0 | 0
5A-02-1132 | Piping, Plumbing, Sanitary & Drainage - Elbow - GI, Elbow 90°, Schedule 40 Threaded, 1/2"Ø | 5-Piping | Piece | 0 | 0 | 0
5A-02-1134 | Piping, Plumbing, Sanitary & Drainage - Elbow - GI, Elbow 90°, Schedule 40 Threaded, 1"Ø | 5-Piping | Piece | 1 | 0 | 0
5A-02-1142 | Piping, Plumbing, Sanitary & Drainage - Elbow - GI, Elbow 90°, Schedule 40 Welded, 2 1/2"Ø | 5-Piping | Piece | 2 | 0 | 0
5A-02-1311 | Piping, Plumbing, Sanitary & Drainage - Elbow - GI, Elbow 45°, Schedule 40 Welded, 6"Ø | 5-Piping | Piece | 12 | 0 | 0
5A-02-1322 | Piping, Plumbing, Sanitary & Drainage - Elbow - GI, Elbow 90° Threaded, Schedule 40, 1 1/2"Ø (Straight Elbow) | 5-Piping | Piece | 133 | 0 | 0
5A-02-1323 | Piping, Plumbing, Sanitary & Drainage - Elbow - GI, Elbow 90° Threaded, Schedule 40, 1/4" Ø | 5-Piping | Piece | 6 | 0 | 0
5A-02-1324 | Piping, Plumbing, Sanitary & Drainage - Elbow - GI, Elbow 90° Threaded, Schedule 40, 3" Ø | 5-Piping | Piece | 12 | 0 | 0
5A-02-1325 | Piping, Plumbing, Sanitary & Drainage - Elbow - GI, Elbow 90° Threaded, Schedule 40, 3/4" Ø | 5-Piping | Piece | 2 | 0 | 0
5A-02-1326 | Piping, Plumbing, Sanitary & Drainage - Elbow - GI, Elbow 90° Threaded, Schedule 40, 6"Ø | 5-Piping | Piece | 14 | 0 | 0
5A-02-1421 | Piping, Plumbing, Sanitary & Drainage - Elbow - GI, Elbow 90° Welded, Schedule 40, 3" Ø | 5-Piping | Piece | 10 | 0 | 0
5A-02-1521 | Piping, Plumbing, Sanitary & Drainage - Elbow - GI, Elbow Reducer 90°, Threaded, Schedule 40, 1" x 1/2"Ø | 5-Piping | Piece | 10 | 0 | 0
5A-02-1522 | Piping, Plumbing, Sanitary & Drainage - Elbow - GI, Elbow Reducer 90°, Threaded, Schedule 40, 2" x 1 1/4"Ø | 5-Piping | Piece | 1 | 0 | 0
5A-02-2112 | Piping, Plumbing, Sanitary & Drainage - Elbow - PPR, Elbow 90Ã‚Â°, PN25, 3/4"ÃƒËœ | 5-Piping | Piece | 7 | 0 | 0
5A-02-2113 | Piping, Plumbing, Sanitary & Drainage - Elbow - PPR, Elbow 90Ã‚Â°, PN25, 1"ÃƒËœ | 5-Piping | Piece | 0 | 0 | 0
5A-02-2114 | Piping, Plumbing, Sanitary & Drainage - Elbow - PPR, Elbow 90Ã‚Â°, PN25, 1 1/4"ÃƒËœ | 5-Piping | Piece | 0 | 0 | 0
5A-02-2115 | Piping, Plumbing, Sanitary & Drainage - Elbow - PPR, Elbow 90Ã‚Â°, PN25, 1 1/2"ÃƒËœ | 5-Piping | Piece | 11 | 0 | 0
5A-02-2116 | Piping, Plumbing, Sanitary & Drainage - Elbow - PPR, Elbow 90Ã‚Â°, PN25, 2"ÃƒËœ | 5-Piping | Piece | 10 | 0 | 0
5A-02-2118 | Piping, Plumbing, Sanitary & Drainage - Elbow - PPR, Elbow 90Ã‚Â°, PN25, 3"ÃƒËœ | 5-Piping | Piece | 5 | 0 | 0
5A-02-2122 | Piping, Plumbing, Sanitary & Drainage - Elbow - PPR, Elbow 90Â°, PN20, 3/4"Ã˜ | 5-Piping | Piece | 105 | 0 | 0
5A-02-2123 | Piping, Plumbing, Sanitary & Drainage - Elbow - PPR, Elbow 90Â°, PN20, 1"Ã˜ | 5-Piping | Piece | 2867 | 0 | 0
5A-02-2124 | Piping, Plumbing, Sanitary & Drainage - Elbow - PPR, Elbow 90Â°, PN20, 1 1/4"Ã˜ | 5-Piping | Piece | 489 | 0 | 0
5A-02-2125 | Piping, Plumbing, Sanitary & Drainage - Elbow - PPR, Elbow 90Â°, PN20, 1 1/2"Ã˜ | 5-Piping | Piece | 107 | 0 | 0
5A-02-2126 | Piping, Plumbing, Sanitary & Drainage - Elbow - PPR, Elbow 90Â°, PN20, 2"Ã˜ | 5-Piping | Piece | 216 | 0 | 0
5A-02-2127 | Piping, Plumbing, Sanitary & Drainage - Elbow - PPR, Elbow 90Â°, PN20, 2 1/2"Ã˜ | 5-Piping | Piece | 25 | 0 | 0
5A-02-2225 | Piping, Plumbing, Sanitary & Drainage - Elbow - PPR, Elbow 45Â°, PN20, 1 1/2"Ã˜ (Lesso 50mm) | 5-Piping | Piece | 2 | 0 | 0
5A-02-2234 | Piping, Plumbing, Sanitary & Drainage - Elbow - PPR, Elbow 45°, PN25 Green, 50mm Ø ( Durabend 90°) | 5-Piping | Piece | 11 | 0 | 0
5A-02-2235 | Piping, Plumbing, Sanitary & Drainage - Elbow - PPR, Elbow 45°, PN25 Green, 90mm Ø ( Amico 90°) | 5-Piping | Piece | 5 | 0 | 0
5A-02-2242 | Piping, Plumbing, Sanitary & Drainage - Elbow - PPR, Elbow 45°, PN25 White, 40mm Ø | 5-Piping | Piece | 0 | 0 | 0
5A-02-51010 | Piping, Plumbing, Sanitary & Drainage - Elbow - PVC, Elbow 90Ã‚Â°, 6"ÃƒËœ | 5-Piping | Piece | 222 | 0 | 0
5A-02-51011 | Piping, Plumbing, Sanitary & Drainage - Elbow - PVC, Elbow 90Ã‚Â°, 8"ÃƒËœ | 5-Piping | Piece | 46 | 0 | 0
5A-02-51012 | Piping, Plumbing, Sanitary & Drainage - Elbow - PVC, Elbow 90Ã‚Â°, 10"ÃƒËœ | 5-Piping | Piece | 10 | 0 | 0
5A-02-51013 | Piping, Plumbing, Sanitary & Drainage - Elbow - PVC, Elbow 90Ã‚Â°, 12"Ø | 5-Piping | Piece | 5 | 0 | 0
5A-02-51015 | Piping, Plumbing, Sanitary & Drainage - Elbow - PVC, Elbow, 57mm dia | 5-Piping | Piece | 11 | 0 | 0
5A-02-5103 | Piping, Plumbing, Sanitary & Drainage - Elbow - PVC, Elbow 90Ã‚Â°, 1"Ø | 5-Piping | Piece | 0 | 0 | 0
5A-02-5106 | Piping, Plumbing, Sanitary & Drainage - Elbow - PVC, Elbow 90Ã‚Â°, 2"ÃƒËœ | 5-Piping | Piece | 332 | 0 | 217
5A-02-5108 | Piping, Plumbing, Sanitary & Drainage - Elbow - PVC, Elbow 90Ã‚Â°, 3"ÃƒËœ | 5-Piping | Piece | 35 | 0 | 10
5A-02-5109 | Piping, Plumbing, Sanitary & Drainage - Elbow - PVC, Elbow 90Ã‚Â°, 4"ÃƒËœ | 5-Piping | Piece | 0 | 0 | 51
5A-02-52010 | Piping, Plumbing, Sanitary & Drainage - Elbow - PVC, Elbow 45Ã‚Â°, 6"ÃƒËœ | 5-Piping | Piece | 0 | 0 | 0
5A-02-52011 | Piping, Plumbing, Sanitary & Drainage - Elbow - PVC, Elbow 45Ã‚Â°, 8"ÃƒËœ | 5-Piping | Piece | 37 | 0 | 0
5A-02-52012 | Piping, Plumbing, Sanitary & Drainage - Elbow - PVC, Elbow 45Ã‚Â°, 10"ÃƒËœ | 5-Piping | Piece | 26 | 0 | 0
5A-02-52014 | Piping, Plumbing, Sanitary & Drainage - Elbow - PVC, Elbow 45Ã‚Â°, 14"ÃƒËœ | 5-Piping | Piece | 1 | 0 | 0
5A-02-5206 | Piping, Plumbing, Sanitary & Drainage - Elbow - PVC, Elbow 45Ã‚Â°, 2"ÃƒËœ | 5-Piping | Piece | 0 | 0 | 0
5A-02-5208 | Piping, Plumbing, Sanitary & Drainage - Elbow - PVC, Elbow 45Ã‚Â°, 3"ÃƒËœ | 5-Piping | Piece | 3351 | 0 | 0
5A-02-5209 | Piping, Plumbing, Sanitary & Drainage - Elbow - PVC, Elbow 45Ã‚Â°, 4"ÃƒËœ | 5-Piping | Piece | 488 | 0 | 99
5A-02-6112 | Piping, Plumbing, Sanitary & Drainage - Elbow - In House Blue uPVC, Elbow 90Â°, C-100, 3/4" Ã˜ | 5-Piping | Piece | 59 | 0 | 0
5A-02-6113 | Piping, Plumbing, Sanitary & Drainage - Elbow - In House Blue uPVC, Elbow 90Â°, C-100, 1" Ã˜ | 5-Piping | Piece | 67 | 0 | 0
5A-02-7111 | Piping, Plumbing, Sanitary & Drainage - Elbow - Stainless, 90°, Welded, 2 1/2" | 5-Piping | Piece | 5 | 0 | 0
SS-Temp-004 | AVK - Elbow 3 x 45 | 5-Piping | Piece | 2 | 0 | 0
SS-Temp-005 | AVK - Elbow 4 x 45 | 5-Piping | Piece | 3 | 0 | 0
SS-Temp-006 | AVK - Elbow 4 x 90 | 5-Piping | Piece | 1 | 0 | 0
SS-Temp-019 | Cifco - Elbow 4 x 11.25 | 5-Piping | Piece | 2 | 0 | 0
SS-Temp-020 | Cifco - Elbow 4 x 22.5 | 5-Piping | Piece | 1 | 0 | 0
SS-Temp-021 | Cifco - Elbow 4 x 90 2019 | 5-Piping | Piece | 1 | 0 | 0
No Item Code | CIFCO Elbow Flange Blue 6" x 90 | 5-Piping | Piece | 1 | 0 | 0
SS-Temp-029 | Cifco - Tee 6 x 6 (150mm) | 5-Piping | Piece | 1 | 0 | 0
5A-03-11113 | Piping, Plumbing, Sanitary & Drainage - Tee - GI, Equal Tee, Schedule 20, 1/2"Ø (Threaded) | 5-Piping | Piece | 8 | 0 | 0
5A-03-11213 | Piping, Plumbing, Sanitary & Drainage - Tee - GI, Equal Tee, Schedule 40, 3" x 3" Welded | 5-Piping | Piece | 28 | 0 | 0
5A-03-11214 | Piping, Plumbing, Sanitary & Drainage - Tee - GI, Equal Tee, Schedule 40, 4" x 4" Welded | 5-Piping | Piece | 10 | 0 | 0
5A-03-1124 | Piping, Plumbing, Sanitary & Drainage - Tee - GI, Equal Tee, Schedule 40, 1 1/2"ÃƒËœ (Threaded) | 5-Piping | Piece | 61 | 0 | 0
5A-03-1125 | Piping, Plumbing, Sanitary & Drainage - Tee - GI, Equal Tee, Schedule 40, 2" ÃƒËœ (Threaded) | 5-Piping | Piece | 3 | 0 | 0
5A-03-12212 | Piping, Plumbing, Sanitary & Drainage - Tee - GI, Tee Reducer, Schedule 40, 3"Ø x 1"Ø | 5-Piping | Piece | 2 | 0 | 0
5A-03-12216 | Piping, Plumbing, Sanitary & Drainage - Tee - GI,Tee Reducer-Schedule 403"Ø x 2 1/2"Ø (Welded) | 5-Piping | Piece | 1 | 0 | 0
5A-03-12238 | Piping, Plumbing, Sanitary & Drainage - Tee - GI, Tee Reducer, Schedule 40, 1 1/4" dia x 1/2" dia | 5-Piping | Piece | 1 | 0 | 0
5A-03-1225 | Piping, Plumbing, Sanitary & Drainage - Tee - GI, Tee Reducer, Schedule 40, 2"ÃƒËœ x 1"ÃƒËœ | 5-Piping | Piece | 6 | 0 | 0
5A-03-1226 | Piping, Plumbing, Sanitary & Drainage - Tee - GI, Tee Reducer, Schedule 40, 2"ÃƒËœ x 1 1/4"ÃƒËœ | 5-Piping | Piece | 2 | 0 | 0
5A-03-1227 | Piping, Plumbing, Sanitary & Drainage - Tee - GI, Tee Reducer, Schedule 40, 2"ÃƒËœ x 1 1/2"ÃƒËœ | 5-Piping | Piece | 2 | 0 | 0
5A-03-1231 | Piping, Plumbing, Sanitary & Drainage - Tee - GI, Tee Reducer, Schedule 40 Welded, 2"Ø x 1"Ø | 5-Piping | Piece | 18 | 0 | 0
5A-03-1232 | Piping, Plumbing, Sanitary & Drainage - Tee - GI, Tee Reducer, Schedule 40 Welded, 4"Ø x 2"Ø | 5-Piping | Piece | 4 | 0 | 0
5A-03-12321 | Piping, Plumbing, Sanitary & Drainage - Tee - GI, Tee Reducer, Schedule 40-Welded, 4"dia x 2 1/2"dia | 5-Piping | Piece | 4 | 0 | 0
5A-03-12322 | Piping, Plumbing, Sanitary & Drainage - Tee - GI, Tee Reducer, Schedule 40-Welded, 4"dia x 3"dia | 5-Piping | Piece | 1 | 0 | 0
5A-03-1233 | Piping, Plumbing, Sanitary & Drainage - Tee - GI, Tee Reducer, Schedule 40 Welded, 4"Ø x 1"Ø | 5-Piping | Piece | 4 | 0 | 0
5A-03-1234 | Piping, Plumbing, Sanitary & Drainage - Tee - GI, Tee Reducer, Schedule 40 Welded, 6"Ø x 4"Ø | 5-Piping | Piece | 2 | 0 | 0
5A-03-1311 | Piping, Plumbing, Sanitary & Drainage - Tee - GI, Equal Tee Threaded, Schedule 40, 1"Ø x 1"Ø | 5-Piping | Piece | 79 | 0 | 0
5A-03-1322 | Piping, Plumbing, Sanitary & Drainage - Tee - GI, Equal Tee Threaded, Schedule 40, 3"Ø | 5-Piping | Piece | 8 | 0 | 0
5A-03-1323 | Piping, Plumbing, Sanitary & Drainage - Tee - GI, Equal Tee Threaded, Schedule 40, 4"Ø | 5-Piping | Piece | 3 | 0 | 0
5A-03-1324 | Piping, Plumbing, Sanitary & Drainage - Tee - GI, Equal Tee Threaded, Schedule 40, 6"Ø | 5-Piping | Piece | 2 | 0 | 0
5A-03-1421 | Piping, Plumbing, Sanitary & Drainage - Tee - GI, Equal Tee Welded, Schedule 40, 6"Ø | 5-Piping | Piece | 1 | 0 | 0
5A-03-1521 | Piping, Plumbing, Sanitary & Drainage - Tee - GI, Tee Reducer Threaded, Schedule 40, 1 1/2" x 1 1/4"Ø | 5-Piping | Piece | 12 | 0 | 0
5A-03-1522 | Piping, Plumbing, Sanitary & Drainage - Tee - GI, Tee Reducer Threaded, Schedule 40, 1 1/2" x 1/2"Ø | 5-Piping | Piece | 84 | 0 | 0
5A-03-1524 | Piping, Plumbing, Sanitary & Drainage - Tee - GI, Tee Reducer Threaded, Schedule 40, 3/4" x 1/2"Ø | 5-Piping | Piece | 5 | 0 | 0
5A-03-1525 | Piping, Plumbing, Sanitary & Drainage - Tee - GI, Tee Reducer Threaded, Schedule 40, 1" x 1 1/4"Ø | 5-Piping | Piece | 1 | 0 | 0
5A-03-1621 | Piping, Plumbing, Sanitary & Drainage - Tee - GI, Tee Reducer Welded Schedule 40, 3" x 1 1/2"Ø | 5-Piping | Piece | 34 | 0 | 0
SS-Temp-027 | Cifco - Tee 200 x 100 (Reducer 8" x 4") | 5-Piping | Piece | 1 | 0 | 0
5A-03-2113 | Piping, Plumbing, Sanitary & Drainage - Tee - PPR, Equal Tee, PN25, 1 1/4"ÃƒËœ | 5-Piping | Piece | 7 | 0 | 0
5A-03-2121 | Piping, Plumbing, Sanitary & Drainage - Tee - PPR, Equal Tee, PN20, 1/2"Ã˜ (Fusio,Thermovar&Lesso White) | 5-Piping | Piece | 586 | 0 | 0
5A-03-2123 | Piping, Plumbing, Sanitary & Drainage - Tee - PPR, Equal Tee, PN20, 1"Ã˜ | 5-Piping | Piece | 269 | 0 | 0
5A-03-2126 | Piping, Plumbing, Sanitary & Drainage - Tee - PPR, Equal Tee, PN20, 2" Ã˜ (Thermovar White) | 5-Piping | Piece | 5 | 0 | 0
5A-03-2127 | Piping, Plumbing, Sanitary & Drainage - Tee - PPR, Equal Tee, PN20, 2 1/2"Ã˜ (Donsen White 75mm) | 5-Piping | Piece | 21 | 0 | 0
5A-03-2131 | Piping, Plumbing, Sanitary & Drainage - Tee - PPR, Equal Tee, PN25 Green, 20mm x 20mmØ | 5-Piping | Piece | 127 | 0 | 0
5A-03-2132 | Piping, Plumbing, Sanitary & Drainage - Tee - PPR, Equal Tee, PN25 Green, 25mm x 3/4"Ø | 5-Piping | Piece | 545 | 0 | 0
5A-03-2141 | Piping, Plumbing, Sanitary & Drainage - Tee - PPR, Equal Tee, PN25 White, 20mm x 20mmØ | 5-Piping | Piece | 0 | 0 | 0
5A-03-2142 | Piping, Plumbing, Sanitary & Drainage - Tee - PPR, Equal Tee, PN25 White, 25mm x 3/4"Ø | 5-Piping | Piece | 891 | 0 | 0
5A-03-2144 | Piping, Plumbing, Sanitary & Drainage - Tee - PPR, Equal Tee, PN25 White, 40mm x 1 1/4"Ø | 5-Piping | Piece | 40 | 0 | 0
5A-03-2145 | Piping, Plumbing, Sanitary & Drainage - Tee - PPR, Equal Tee, PN25 White, 50mm x 50mmØ | 5-Piping | Piece | 31 | 0 | 0
5A-03-2211 | Piping, Plumbing, Sanitary & Drainage - Tee - PPR, Tee Reducer, PN25, 1"ÃƒËœ x 3/4"ÃƒËœ | 5-Piping | Piece | 65 | 0 | 0
5A-03-22110 | Piping, Plumbing, Sanitary & Drainage - Tee - PPR, Tee Reducer, PN25, 2 1/2"ÃƒËœ x 1 1/2"ÃƒËœ | 5-Piping | Piece | 24 | 0 | 0
5A-03-2212 | Piping, Plumbing, Sanitary & Drainage - Tee - PPR, Tee Reducer, PN25, 1 1/4"ÃƒËœ x 1"ÃƒËœ | 5-Piping | Piece | 0 | 0 | 0
5A-03-2213 | Piping, Plumbing, Sanitary & Drainage - Tee - PPR, Tee Reducer, PN25, 1 1/2"ÃƒËœ x 1"ÃƒËœ | 5-Piping | Piece | 99 | 0 | 0
5A-03-22131 | Piping, Plumbing, Sanitary & Drainage - Tee - PPR, Tee Reducer, PN25, 1"Ã˜ x 1/2"Ã˜ | 5-Piping | Piece | 9 | 0 | 0
5A-03-22132 | Piping, Plumbing, Sanitary & Drainage - Tee - PPR, Tee Reducer, PN25, 1 1/4"Ã˜ x 1/2"Ã˜ | 5-Piping | Piece | 78 | 0 | 0
5A-03-22134 | Piping, Plumbing, Sanitary & Drainage - Tee - PPR, Tee Reducer, PN25, 1 1/2"Ã˜ x 1/2"Ã˜ | 5-Piping | Piece | 99 | 0 | 0
5A-03-2216 | Piping, Plumbing, Sanitary & Drainage - Tee - PPR, Tee Reducer, PN25, 2"ÃƒËœ x 1 1/4"ÃƒËœ | 5-Piping | Piece | 0 | 0 | 0
5A-03-2218 | Piping, Plumbing, Sanitary & Drainage - Tee - PPR, Tee Reducer, PN25, 2 1/2"ÃƒËœ x 1"ÃƒËœ | 5-Piping | Piece | 16 | 0 | 0
5A-03-2219 | Piping, Plumbing, Sanitary & Drainage - Tee - PPR, Tee Reducer, PN25, 2 1/2"ÃƒËœ x 1 1/4"ÃƒËœ | 5-Piping | Piece | 0 | 0 | 0
5A-03-2221 | Piping, Plumbing, Sanitary & Drainage - Tee - PPR, Tee Reducer, PN20, 3/4"Ã˜ x 1/2"Ã˜ | 5-Piping | Piece | 396 | 0 | 0
5A-03-22210 | Piping, Plumbing, Sanitary & Drainage - Tee - PPR, Tee Reducer, PN20, 1 1/2"Ã˜ x 1 1/4"Ã˜ (Thermovar White) | 5-Piping | Piece | 8 | 0 | 0
5A-03-22219 | Piping, Plumbing, Sanitary & Drainage - Tee - PPR, Tee Reducer, PN20, 2 1/2"Ã˜ x 1 1/4"Ã˜ (Donsen&Lesso White) | 5-Piping | Piece | 225 | 0 | 0
5A-03-2222 | Piping, Plumbing, Sanitary & Drainage - Tee - PPR, Tee Reducer, PN20, 1"Ã˜ x 1/2"Ã˜ | 5-Piping | Piece | 445 | 0 | 0
5A-03-22220 | Piping, Plumbing, Sanitary & Drainage - Tee - PPR, Tee Reducer, PN20, 2 1/2"Ã˜ x 1 1/2"Ã˜ | 5-Piping | Piece | 3 | 0 | 0
5A-03-2226 | Piping, Plumbing, Sanitary & Drainage - Tee - PPR, Tee Reducer, PN20, 1 1/4"Ã˜ x 1"Ã˜ (Thermovar&Donsen) | 5-Piping | Piece | 284 | 0 | 0
5A-03-2231 | Piping, Plumbing, Sanitary & Drainage - Tee - PPR, Tee Reducer, PN25 Green, 40mm x 25mmØ (Durabend) | 5-Piping | Piece | 1 | 0 | 0
5A-03-2232 | Piping, Plumbing, Sanitary & Drainage - Tee - PPR, Tee Reducer, PN25 Green, 40mm x 32mmØ | 5-Piping | Piece | 12 | 0 | 0
5A-03-2241 | Piping, Plumbing, Sanitary & Drainage - Tee - PPR, Tee Reducer, PN25 White, 25mm x 20mmØ | 5-Piping | Piece | 1168 | 0 | 0
5A-03-2242 | Piping, Plumbing, Sanitary & Drainage - Tee - PPR, Tee Reducer, PN25 White, 40mm x 25mmØ | 5-Piping | Piece | 9 | 0 | 0
5A-03-2244 | Piping, Plumbing, Sanitary & Drainage - Tee - PPR, Tee Reducer, PN25 White, 63mm x 25mmØ | 5-Piping | Piece | 87 | 0 | 0
5A-03-2321 | Piping, Plumbing, Sanitary & Drainage - Tee - PPR, Tee Female Adaptor, PN20, 1/2"Ø (Donsen,Fusio&Thermovar White) | 5-Piping | Piece | 1790 | 0 | 0
5A-03-2431 | Piping, Plumbing, Sanitary & Drainage - Tee - PPR, Tee Female Threaded, PN25 Green, 20mm x 1/2"Ø | 5-Piping | Piece | 215 | 0 | 0
5A-03-2441 | Piping, Plumbing, Sanitary & Drainage - Tee - PPR, Tee Female Threaded, PN25 White, 20mm x 1/2"Ø | 5-Piping | Piece | 0 | 0 | 0
5A-03-2442 | Piping, Plumbing, Sanitary & Drainage - Tee - PPR, Tee Female Threaded, PN25 White, 32mm x 1"Ø | 5-Piping | Piece | 9 | 0 | 0
5A-03-2451 | Piping, Plumbing, Sanitary & Drainage - Tee - PPR, Tee Female Threaded, PN25 Gray, 20mm x 1/2"Ø | 5-Piping | Piece | 48 | 0 | 0
5A-03-51012 | Piping, Plumbing, Sanitary & Drainage - Tee - PVC, Equal Tee, 8"ÃƒËœ (Emerald) | 5-Piping | Piece | 9 | 0 | 0
5A-03-5105 | Piping, Plumbing, Sanitary & Drainage - Tee - PVC,Equal Tee-2" Ø ( Emerald) | 5-Piping | Piece | 897 | 0 | 0
5A-03-5107 | Piping, Plumbing, Sanitary & Drainage - Tee - PVC, Equal Tee, 3"ÃƒËœ (Atlanta) | 5-Piping | Piece | 14 | 0 | 0
5A-03-5109 | Piping, Plumbing, Sanitary & Drainage - Tee - PVC, Equal Tee, 4"ÃƒËœ (Emerald) | 5-Piping | Piece | 69 | 0 | 0
5A-03-52015 | Piping, Plumbing, Sanitary & Drainage - Tee - PVC, Tee Reducer, 3"ÃƒËœ x 2"ÃƒËœ (Emerald) | 5-Piping | Piece | 694 | 0 | 0
5A-03-52020 | Piping, Plumbing, Sanitary & Drainage - Tee - PVC, Tee Reducer, 4"ÃƒËœ x 2"ÃƒËœ (Emerald) | 5-Piping | Piece | 1278 | 0 | 0
5A-03-52026 | Piping, Plumbing, Sanitary & Drainage - Tee - PVC, Tee Reducer, 6"ÃƒËœ x 2"ÃƒËœ (Emerald) | 5-Piping | Piece | 1 | 0 | 0
5A-03-52028 | Piping, Plumbing, Sanitary & Drainage - Tee - PVC, Tee Reducer, 6"ÃƒËœ x 3"ÃƒËœ ( Emerald) | 5-Piping | Piece | 15 | 0 | 0
5A-03-52222 | Piping, Plumbing, Sanitary & Drainage - Tee - PVC, Tee Reducer, S-1000, 4"Ã˜ x 3"Ã˜ (Emerald) | 5-Piping | Piece | 41 | 0 | 0
5A-03-6011 | Piping, Plumbing, Sanitary & Drainage - Tee - Cross Tee, 4' length, 1" x 1" (Luofeier) | 5-Piping | Piece | 0 | 0 | 0
5A-04-21011 | Piping, Plumbing, Sanitary & Drainage - Wye - PVC, Equal Wye, 6"ÃƒËœ (Emerald) | 5-Piping | Piece | 3 | 0 | 0
5A-04-21012 | Piping, Plumbing, Sanitary & Drainage - Wye - PVC, Equal Wye, 8"ÃƒËœ (Emerald) | 5-Piping | Piece | 30 | 0 | 0
5A-04-21013 | Piping, Plumbing, Sanitary & Drainage - Wye - PVC, Equal Wye, 10"ÃƒËœ (Emerald) | 5-Piping | Piece | 9 | 0 | 0
5A-04-2105 | Piping, Plumbing, Sanitary & Drainage - Wye - PVC, Equal Wye, 2" ÃƒËœ | 5-Piping | Piece | 1262 | 0 | 0
5A-04-2107 | Piping, Plumbing, Sanitary & Drainage - Wye - PVC, Equal Wye, 3"ÃƒËœ (Emerald) | 5-Piping | Piece | 140 | 0 | 0
5A-04-2109 | Piping, Plumbing, Sanitary & Drainage - Wye - PVC, Equal Wye, 4"ÃƒËœ | 5-Piping | Piece | 737 | 0 | 7
5A-04-22015 | Piping, Plumbing, Sanitary & Drainage - Wye - PVC, Wye Reducer, 3"ÃƒËœ x 2"ÃƒËœ | 5-Piping | Piece | 1259 | 0 | 0
5A-04-22020 | Piping, Plumbing, Sanitary & Drainage - Wye - PVC, Wye Reducer, 4"ÃƒËœ x 2"ÃƒËœ | 5-Piping | Piece | 21 | 0 | 9
5A-04-22028 | Piping, Plumbing, Sanitary & Drainage - Wye - PVC, Wye Reducer, 6"ÃƒËœ x 3"ÃƒËœ (Emerald) | 5-Piping | Piece | 335 | 0 | 0
5a-04-22029 | Piping, Plumbing, Sanitary & Drainage - Wye - PVC, Wye Reducer, 6"ÃƒËœ x 4"ÃƒËœ | 5-Piping | Piece | 326 | 0 | 0
5A-04-22036 | Piping, Plumbing, Sanitary & Drainage - Wye - PVC, Wye Reducer, 8"ÃƒËœ x 4"ÃƒËœ (Emerald) | 5-Piping | Piece | 16 | 0 | 0
5A-04-22037 | Piping, Plumbing, Sanitary & Drainage - Wye - PVC, Wye Reducer, 8"ÃƒËœ x 6"ÃƒËœ (Emerald) | 5-Piping | Piece | 66 | 0 | 0
5A-04-22084 | Piping, Plumbing, Sanitary & Drainage - Wye - PVC, Wye Reducer, 10"Ã˜ x 6"Ã˜ | 5-Piping | Piece | 5 | 0 | 0
5A-04-22085 | Piping, Plumbing, Sanitary & Drainage - Wye - PVC, Wye Reducer, 10"Ã˜ x 8"Ã˜ (Emerald) | 5-Piping | Piece | 4 | 0 | 0
5A-05-1021 | Piping, Plumbing, Sanitary & Drainage - Coupling - GI, Schedule 40, 3/4"ÃƒËœ (Mesh) | 5-Piping | Piece | 3 | 0 | 0
5A-05-1023 | Piping, Plumbing, Sanitary & Drainage - Coupling - GI, Schedule 40, 1 1/4"ÃƒËœ | 5-Piping | Piece | 5 | 0 | 0
5A-05-1024 | Piping, Plumbing, Sanitary & Drainage - Coupling - GI, Schedule 40, 1 1/2"ÃƒËœ (Threaded) | 5-Piping | Piece | 12 | 0 | 0
5A-05-1031 | Piping, Plumbing, Sanitary & Drainage - Coupling - GI, Schedule 40 Threaded, 2"Ø | 5-Piping | Piece | 20 | 0 | 0
5A-05-11220 | Piping, Plumbing, Sanitary & Drainage - Coupling - GI, Coupling Reducer, Schedule 40, 4"Ø x 2"Ø | 5-Piping | Piece | 6 | 0 | 0
5A-05-1127 | Piping, Plumbing, Sanitary & Drainage - Coupling - GI, Coupling Reducer, Schedule 40, 2"ÃƒËœ x 1 1/2"ÃƒËœ | 5-Piping | Piece | 0 | 0 | 0
5A-05-1131 | Piping, Plumbing, Sanitary & Drainage - Coupling - GI, Coupling Reducer, Schedule 40 Threaded, 3"Ø x 2"Ø | 5-Piping | Piece | 3 | 0 | 0
5A-05-11321 | Piping, Plumbing, Sanitary & Drainage - Coupling - GI, Coupling Reducer, Schedule 40-Welded, 4"dia x 2 1/2"dia | 5-Piping | Piece | 2 | 0 | 0
5A-05-1221 | Piping, Plumbing, Sanitary & Drainage - Bushing - GI, Bushing Reducer, Schedule 40, 1/2"Ø x 1/4"Ø | 5-Piping | Piece | 30 | 0 | 0
5A-05-1421 | Piping, Plumbing, Sanitary & Drainage - Coupling - GI, Threaded Schedule 40, 1"Ø | 5-Piping | Piece | 1 | 0 | 0
5A-05-1422 | Piping, Plumbing, Sanitary & Drainage - Coupling - GI, Threaded Schedule 40, 1/2"Ø | 5-Piping | Piece | 8 | 0 | 0
5A-05-1423 | Piping, Plumbing, Sanitary & Drainage - Coupling - GI, Threaded Schedule 40, 2 1/2"Ø | 5-Piping | Piece | 1 | 0 | 0
5A-05-1424 | Piping, Plumbing, Sanitary & Drainage - Coupling - GI, Threaded Schedule 40, 3"Ø | 5-Piping | Piece | 4 | 0 | 0
5A-05-1425 | Piping, Plumbing, Sanitary & Drainage - Coupling - GI, Threaded Schedule 40, 4"Ø | 5-Piping | Piece | 10 | 0 | 0
5A-05-2011 | Piping, Plumbing, Sanitary & Drainage - Coupling - PPR, PN25, 3/4"ÃƒËœ | 5-Piping | Piece | 1233 | 0 | 0
5A-05-20111 | Piping, Plumbing, Sanitary & Drainage - Coupling - PPR, PN25, 1/2"Ã˜ (Fusio White 20mm) | 5-Piping | Piece | 91 | 0 | 0
5A-05-2012 | Piping, Plumbing, Sanitary & Drainage - Coupling - PPR, PN25, 1"ÃƒËœ | 5-Piping | Piece | 120 | 0 | 0
5A-05-2015 | Piping, Plumbing, Sanitary & Drainage - Coupling - PPR, PN25, 2" ÃƒËœ | 5-Piping | Piece | 0 | 0 | 0
5A-05-2021 | Piping, Plumbing, Sanitary & Drainage - Coupling - PPR, PN20, 1/2"Ã˜ | 5-Piping | Piece | 0 | 0 | 0
5A-05-2023 | Piping, Plumbing, Sanitary & Drainage - Coupling - PPR, PN20, 1"Ã˜ ( Donsen White 32mm) | 5-Piping | Piece | 289 | 0 | 0
5A-05-2025 | Piping, Plumbing, Sanitary & Drainage - Coupling - PPR, PN20, 1 1/2"Ã˜ ( Donsen White 50mm) | 5-Piping | Piece | 27 | 0 | 0
5A-05-2026 | Piping, Plumbing, Sanitary & Drainage - Coupling - PPR, PN20, 2" Ã˜ (Thermovar, Donsen, Durabend & Lesso 63mm) | 5-Piping | Piece | 209 | 0 | 0
5A-05-2027 | Piping, Plumbing, Sanitary & Drainage - Coupling - PPR, PN20, 2 1/2"Ã˜ | 5-Piping | Piece | 190 | 0 | 0
5A-05-2031 | Piping, Plumbing, Sanitary & Drainage - Coupling - PPR, PN25 Green, 20mm x 1/2" ( Durabend) | 5-Piping | Piece | 6 | 0 | 0
5A-05-2032 | Piping, Plumbing, Sanitary & Drainage - Coupling - PPR, PN25 Green, 25mm x 3/4" | 5-Piping | Piece | 634 | 0 | 0
5A-05-2033 | Piping, Plumbing, Sanitary & Drainage - Coupling - PPR, PN25 Green, 40mm x 1 1/4"( Durabend) | 5-Piping | Piece | 1 | 0 | 0
5A-05-2035 | Piping, Plumbing, Sanitary & Drainage - Coupling - PPR, PN25 Green, 63mm | 5-Piping | Piece | 67 | 0 | 0
5A-05-2042 | Piping, Plumbing, Sanitary & Drainage - Coupling - PPR, PN25 White, 50mm x 1 1/2" | 5-Piping | Piece | 50 | 0 | 0
SS-Temp-017 | Cifco - Coupling 150mm | 5-Piping | Piece | 2 | 0 | 0
5A-05-2111 | Piping, Plumbing, Sanitary & Drainage - Coupling - PPR, Coupling Reducer, PN25, 1"ÃƒËœ x 3/4"ÃƒËœ (Thermovar White) | 5-Piping | Piece | 161 | 0 | 0
5A-05-21111 | Piping, Plumbing, Sanitary & Drainage - Coupling - PPR, Coupling Reducer, PN25, 2 1/2"ÃƒËœ x 2"ÃƒËœ | 5-Piping | Piece | 19 | 0 | 0
5A-05-2114 | Piping, Plumbing, Sanitary & Drainage - Coupling - PPR, Coupling Reducer, PN25, 1 1/2"ÃƒËœ x 1 1/4"ÃƒËœ | 5-Piping | Piece | 1 | 0 | 0
5A-05-2116 | Piping, Plumbing, Sanitary & Drainage - Coupling - PPR, Coupling Reducer, PN25, 2"Ø x 1 1/4"Ø | 5-Piping | Piece | 0 | 0 | 0
5A-05-2121 | Piping, Plumbing, Sanitary & Drainage - Coupling - PPR, Coupling Reducer, PN20, 3/4"Ã˜ x 1/2"Ã˜ | 5-Piping | Piece | 2928 | 0 | 0
5A-05-2122 | Piping, Plumbing, Sanitary & Drainage - Coupling - PPR, Coupling Reducer, PN20, 1"Ã˜ x 1/2"Ã˜ (Fusio,Thermovar,Lesso&Donsen White) | 5-Piping | Piece | 1746 | 0 | 0
5A-05-21221 | Piping, Plumbing, Sanitary & Drainage - Coupling - PPR, Coupling Reducer, PN20, 2 1/2"Ã˜ x 2"Ã˜ | 5-Piping | Piece | 3 | 0 | 0
5A-05-2123 | Piping, Plumbing, Sanitary & Drainage - Coupling - PPR, Coupling Reducer, PN20, 1"Ã˜ x 3/4"Ã˜ (Amico&Durabend Green) | 5-Piping | Piece | 71 | 0 | 0
5A-05-2124 | Piping, Plumbing, Sanitary & Drainage - Coupling - PPR, Coupling Reducer, PN20, 1 1/4"Ã˜ x 1/2"Ã˜ WHITE | 5-Piping | Piece | 34 | 0 | 0
5A-05-2125 | Piping, Plumbing, Sanitary & Drainage - Coupling - PPR, Coupling Reducer, PN20, 1 1/4"Ã˜ x 3/4"Ã˜ WHITE | 5-Piping | Piece | 1 | 0 | 0
5A-05-2126 | Piping, Plumbing, Sanitary & Drainage - Coupling - PPR, Coupling Reducer, PN20, 1 1/4"Ã˜ x 1"Ã˜ | 5-Piping | Piece | 163 | 0 | 0
5A-05-2131 | Piping, Plumbing, Sanitary & Drainage - Coupling - PPR, Coupling Reducer, PN25 Green, 32mm x 20mm | 5-Piping | Piece | 228 | 0 | 0
5A-05-2142 | Piping, Plumbing, Sanitary & Drainage - Coupling - PPR, Coupling Reducer, PN25 White, 32mm x 20mm | 5-Piping | Piece | 0 | 0 | 0
5A-05-5018 | Piping, Plumbing, Sanitary & Drainage - Coupling - PVC, Series 1000, 3" Ã˜ (Atlanta) | 5-Piping | Piece | 4 | 0 | 0
5A-05-5019 | Piping, Plumbing, Sanitary & Drainage - Coupling - PVC, Series 1000, 4" Ã˜ | 5-Piping | Piece | 0 | 0 | 0
5A-05-51123 | Piping, Plumbing, Sanitary & Drainage - Coupling - PVC, coupling reducer, S-1000, 3"Ã˜ x 2"Ã˜ ( Emerald) | 5-Piping | Piece | 45 | 0 | 0
5A-05-51136 | Piping, Plumbing, Sanitary & Drainage - Coupling - PVC, coupling reducer, S-1000, 6"Ã˜ x 3"Ã˜( Emerald) | 5-Piping | Piece | 1 | 0 | 0
5A-05-51137 | Piping, Plumbing, Sanitary & Drainage - Coupling - PVC, coupling reducer, S-1000, 6"Ã˜ x 4"Ã˜( Emerald) | 5-Piping | Piece | 16 | 0 | 0
5A-05-51144 | Piping, Plumbing, Sanitary & Drainage - Coupling - PVC, coupling reducer, S-1000, 8"Ã˜ x 4"Ã˜( Emerald) | 5-Piping | Piece | 3 | 0 | 0
5A-05-51145 | Piping, Plumbing, Sanitary & Drainage - Coupling - PVC, coupling reducer, S-1000, 8"Ã˜ x 6"Ã˜( Emerald) | 5-Piping | Piece | 19 | 0 | 0
SS-Temp-018 | Cifco - Coupling Reducer 75 x 50mm | 5-Piping | Piece | 2 | 0 | 0
5A-05-6001 | Piping, Plumbing, Sanitary & Drainage - Coupling - Brass, 1" | 5-Piping | Piece | 144 | 0 | 0
5A-05-6011 | Piping, Plumbing, Sanitary & Drainage - Coupling - Brass, w/o Bolt, 1" | 5-Piping | Piece | 3 | 0 | 0
5A-05-7011 | Piping, Plumbing, Sanitary & Drainage - Coupling - PE Union, IRRI, 32mm | 5-Piping | Piece | 8 | 0 | 0
no item code | Piping, Plumbing, Sanitary & Drainage - Adapter - Brass, Female Thread, 32mm x 1"Ø | 5-Piping | Piece | 1 | 0 | 0
5A-07-1111 | Piping, Plumbing, Sanitary & Drainage - Adapter - PPR, Female Thread, PN25, 20mm ÃƒËœ x 1/2" ÃƒËœ | 5-Piping | Piece | 0 | 0 | 0
5A-07-1114 | Piping, Plumbing, Sanitary & Drainage - Adapter - PPR, Female Thread, PN25, 40mm ÃƒËœ x 1 1/4" ÃƒËœ | 5-Piping | Piece | 3 | 0 | 0
5A-07-1115 | Piping, Plumbing, Sanitary & Drainage - Adapter - PPR, Female Thread, PN25, 50mm ÃƒËœ x 1 1/2" ÃƒËœ | 5-Piping | Piece | 0 | 0 | 0
5A-07-1116 | Piping, Plumbing, Sanitary & Drainage - Adapter - PPR, Female Thread, PN25, 63mm ÃƒËœ x 2" ÃƒËœ | 5-Piping | Piece | 0 | 0 | 0
5A-07-1117 | Piping, Plumbing, Sanitary & Drainage - Adapter - PPR, Female Thread, PN25, 75mm ÃƒËœ x 2" ÃƒËœ | 5-Piping | Piece | 10 | 0 | 0
5a-07-1121 | Piping, Plumbing, Sanitary & Drainage - Adapter - PPR, Female Thread, PN20, 20mm Ã˜ x 1/2" Ã˜ | 5-Piping | Piece | 0 | 0 | 0
5A-07-1123 | Piping, Plumbing, Sanitary & Drainage - Adapter - PPR, Female Thread, PN20, 32mm Ã˜ x 1" Ã˜ | 5-Piping | Piece | 3 | 0 | 0
5A-07-1126 | Piping, Plumbing, Sanitary & Drainage - Adapter - PPR, Female Thread, PN20, 63mm Ã˜ x 2" Ã˜ | 5-Piping | Piece | 2 | 0 | 0
5A-07-1131 | Piping, Plumbing, Sanitary & Drainage - Adapter - PPR, Female Thread, PN25-White, 20mm ÃƒËœ x 1/2" ÃƒËœ | 5-Piping | Length_6 | 2239 | 0 | 0
5A-07-1141 | Piping, Plumbing, Sanitary & Drainage - Adapter - PPR, Female Thread, PN25-Green, 20mm ÃƒËœ x 1/2" ÃƒËœ | 5-Piping | Piece | 285 | 0 | 0
5A-07-1142 | Piping, Plumbing, Sanitary & Drainage - Adapter - PPR, Female Thread, PN25 White, 32mm x 1"Ø | 5-Piping | Piece | 312 | 0 | 0
5A-07-1216 | Piping, Plumbing, Sanitary & Drainage - Adapter - PPR, Male Thread, PN25, 2" Ã˜ | 5-Piping | Piece | 0 | 0 | 0
5A-07-1211 | Piping, Plumbing, Sanitary & Drainage - Adapter - PPR, Male Thread, PN25, 20mm Ø x 1/2" Ø | 5-Piping | Piece | 1 | 0 | 0
5A-07-1221 | Piping, Plumbing, Sanitary & Drainage - Adapter - PPR, Male Thread, PN20, 1/2" Ã˜ | 5-Piping | Piece | 1067 | 0 | 0
5A-07-1223 | Piping, Plumbing, Sanitary & Drainage - Adapter - PPR, Male Thread, PN20, 1" Ã˜ | 5-Piping | Piece | 2510 | 0 | 0
5A-07-1226 | Piping, Plumbing, Sanitary & Drainage - Adapter - PPR, Male Thread, PN20, 2" Ã˜ ( Lesso, Donsen, Thermovar White 63mm) | 5-Piping | Piece | 19 | 0 | 0
5A-07-1227 | Piping, Plumbing, Sanitary & Drainage - Adapter - PPR, Male Thread, PN20, 2 1/2" dia ( Lesso White 75mm) | 5-Piping | Piece | 31 | 0 | 0
5A-07-1231 | Piping, Plumbing, Sanitary & Drainage - Adapter - PPR, Male Thread, PN25 Green, 20mm x 1/2"Ø ( Durabend) | 5-Piping | Piece | 2 | 0 | 0
5A-07-1232 | Piping, Plumbing, Sanitary & Drainage - Adapter - PPR, Male Thread, PN25 Green, 25mm x 3/4"Ø | 5-Piping | Piece | 40 | 0 | 0
5A-07-1241 | Piping, Plumbing, Sanitary & Drainage - Adapter - PPR, Male Thread, PN25White, 50mm x 1 1/2"Ø | 5-Piping | Piece | 6 | 0 | 0
5A-07-1242 | Piping, Plumbing, Sanitary & Drainage - Adapter - PPR, Male Thread, PN25 White, 25mm x 3/4"Ø | 5-Piping | Piece | 2513 | 0 | 0
5A-07-1321 | Piping, Plumbing, Sanitary & Drainage - Adaptor - PPR, Female Elbow 90Â° Adaptor, PN25, 1/2" Ã˜ GREEN | 5-Piping | Piece | 1 | 0 | 0
5A-07-1323 | Piping, Plumbing, Sanitary & Drainage - Adaptor - PPR, Female Elbow 90Â° Adaptor, PN25, 1" Ã˜ | 5-Piping | Piece | 7 | 0 | 0
5A-07-1511 | Piping, Plumbing, Sanitary & Drainage - Adaptor - PPR, Female Elbow 90° Threaded Adaptor, PN20, 3/4"Ø (Fusio White) | 5-Piping | Piece | 671 | 0 | 0
No Item Code | Piping, Plumbing, Sanitary & Drainage - Adaptor - PPR, Female Threaded Elbow 90° Adaptor, PN25 Green, 20mm Ø | 5-Piping | Piece | 1 | 0 | 0
5A-07-1531 | Piping, Plumbing, Sanitary & Drainage - Adaptor - PPR, Female Threaded Elbow 90° Adaptor, PN25 Green, 25mm Ø | 5-Piping | Piece | 168 | 0 | 0
5A-07-1541 | Piping, Plumbing, Sanitary & Drainage - Adaptor - PPR, Female Threaded Elbow 90° Adaptor, PN25 White, 25mm Ø | 5-Piping | Piece | 0 | 0 | 0
5A-07-1611 | Piping, Plumbing, Sanitary & Drainage - Adaptor - PPR, Male Threaded Adaptor, PN20, 3/4"Ø | 5-Piping | Piece | 182 | 0 | 0
5A-07-1612 | Piping, Plumbing, Sanitary & Drainage - Adaptor - PPR, Male Threaded Adaptor, PN20, 1"Ø | 5-Piping | Piece | 3 | 0 | 0
5A-07-1624 | Piping, Plumbing, Sanitary & Drainage - Adaptor - PPR, Male Threaded Adaptor, PN25, 1"Ø | 5-Piping | Piece | 0 | 0 | 0
5A-07-1625 | Piping, Plumbing, Sanitary & Drainage - Adaptor - PPR, Male Threaded Adaptor, PN25, 1 1/4"Ø | 5-Piping | Piece | 3 | 0 | 0
5A-07-1641 | Piping, Plumbing, Sanitary & Drainage - Adaptor - PPR, Male Threaded Elbow 90° Adaptor, PN25 White, 20mm x 1/2"Ø | 5-Piping | Piece | 19 | 0 | 0
5A-07-1802 | Piping, Plumbing, Sanitary & Drainage - Adaptor - PPR, Female Threaded Adaptor, PN25, 3/4"Ø | 5-Piping | Piece | 0 | 0 | 0
SS-Temp-015 | Cifco - Adaptor 100mm (4") 2018 | 5-Piping | Piece | 1 | 0 | 0
SS-Temp-016 | Cifco - Adaptor 50mm Blue ( 2") | 5-Piping | Piece | 4 | 0 | 0
SS-Temp-031 | Cifco -Adaptor 75mm | 5-Piping | Piece | 4 | 0 | 0
SS-Temp-022 | Cifco - End Cap 50mm | 5-Piping | Piece | 2 | 0 | 0
5A-07-5104 | Piping, Plumbing, Sanitary & Drainage - Adaptor - PVC Male Adaptor 2" Dia. w/ locknut | 5-Piping | Piece | 7 | 0 | 0
5A-08-1002 | Piping, Plumbing, Sanitary & Drainage - End Cap - PPR, 1" ÃƒËœ | 5-Piping | Piece | 211 | 0 | 0
5A-08-1003 | Piping, Plumbing, Sanitary & Drainage - End Cap - PPR, 1 1/4" ÃƒËœ | 5-Piping | Piece | 35 | 0 | 0
5A-08-1004 | Piping, Plumbing, Sanitary & Drainage - End Cap - PPR, 1 1/2" ÃƒËœ ( Lesso & Donsen White) | 5-Piping | Piece | 61 | 0 | 0
5A-08-1005 | Piping, Plumbing, Sanitary & Drainage - End Cap - PPR, 2" ÃƒËœ | 5-Piping | Piece | 20 | 0 | 0
5A-08-1012 | Piping, Plumbing, Sanitary & Drainage - End Cap - PPR, PN20, 3/4" Ã˜ (Thermovar , Fusio , Donsen& Lesso White) | 5-Piping | Piece | 2314 | 0 | 0
5A-08-1014 | Piping, Plumbing, Sanitary & Drainage - End Cap - PPR, PN20, 1 1/4" Ã˜ | 5-Piping | Piece | 2 | 0 | 0
5A-08-1015 | Piping, Plumbing, Sanitary & Drainage - End Cap - PPR, PN20, 1 1/2" Ã˜ | 5-Piping | Piece | 4 | 0 | 0
5A-08-1017 | Piping, Plumbing, Sanitary & Drainage - End Cap - PPR, PN20, 2 1/2" Ã˜ | 5-Piping | Piece | 3 | 0 | 0
5A-08-1031 | Piping, Plumbing, Sanitary & Drainage - End Cap - PPR, PN25 Green, 25mm Ø | 5-Piping | Piece | 165 | 0 | 0
5A-08-1041 | Piping, Plumbing, Sanitary & Drainage - End Cap - PPR, PN25 White, 25mm Ø | 5-Piping | Piece | 0 | 0 | 0
5A-09-1018 | Piping, Plumbing, Sanitary & Drainage - P Trap - PVC, S-1000, 4" Ã˜ (Emerald) | 5-Piping | Sets | 854 | 0 | 0
5A-09-1117 | Piping, Plumbing, Sanitary & Drainage - P Trap - PVC, with Plug, S-1000, 3" Ã˜ (Emerald) | 5-Piping | Piece | 403 | 0 | 0
5A-10-0101 | Piping, Plumbing, Sanitary & Drainage - Drain - Floor Drain JPAD129 8''Ø (Jaman Parking Area Blue) | 5-Piping | Piece | 21 | 0 | 0
5A-10-10110 | Piping, Plumbing, Sanitary & Drainage - Clean Out - PVC, S-1000, 6" Ã˜ (Emerald) | 5-Piping | Piece | 24 | 0 | 0
5A-10-10111 | Piping, Plumbing, Sanitary & Drainage - Clean Out - PVC, S-1000, 8" Ã˜ | 5-Piping | Piece | 1 | 0 | 0
5A-10-10112 | Piping, Plumbing, Sanitary & Drainage - Clean Out - PVC, S-1000, 10" Ã˜ | 5-Piping | Piece | 1 | 0 | 0
5A-10-10113 | Piping, Plumbing, Sanitary & Drainage - Clean Out - PVC, S-1000, 12" Ã˜ (Emerald) | 5-Piping | Piece | 1 | 0 | 0
5A-10-10114 | Piping, Plumbing, Sanitary & Drainage - Clean Out - PVC, S-1000, 14" Ã˜ | 5-Piping | Piece | 1 | 0 | 0
5A-10-1016 | Piping, Plumbing, Sanitary & Drainage - Clean Out - PVC, S-1000, 2" Ã˜ | 5-Piping | Piece | 41 | 0 | 0
5A-10-1018 | Piping, Plumbing, Sanitary & Drainage - Clean Out - PVC, S-1000, 3" Ã˜(Emerald) | 5-Piping | Piece | 45 | 0 | 0
5A-10-1019 | Piping, Plumbing, Sanitary & Drainage - Clean Out - PVC, S-1000, 4" Ã˜ | 5-Piping | Piece | 213 | 0 | 3
5A-10-3012 | Piping, Plumbing, Sanitary & Drainage - Clean Out - JPI-134, Countersunk, 4" ( Jaman) | 5-Piping | Piece | 3 | 0 | 0
5A-10-3021 | Piping, Plumbing, Sanitary & Drainage - Clean Out - JPI-134, Countersunk, 3" (Jaman) | 5-Piping | Piece | 3 | 0 | 0
5A-10-4111 | Piping, Plumbing, Sanitary & Drainage - Clean Out - Welded, Brass Clean-out, baby blue, 6" (Jaman) | 5-Piping | Piece | 2 | 0 | 0
5A-10-5001 | Piping, Plumbing, Sanitary & Drainage - Clean Out - Floor 4" | 5-Piping | Piece | 5 | 0 | 0
5A-10-5111 | Piping, Plumbing, Sanitary & Drainage - Clean Out - Cast Iron Floor Clean Out w/ Brass Counter JPI-134, dark blue, 6" (Jaman) | 5-Piping | Piece | 10 | 0 | 0
5A-11-0101 | Piping, Plumbing, Sanitary & Drainage - Saddle - Tapping Saddle, 2" (AVK) | 5-Piping | Piece | 5 | 0 | 0
SS-Temp-011 | AVK - Tapping Saddle 2" (50mm) | 5-Piping | Piece | 4 | 0 | 0
SS-Temp-012 | AVK - Tapping Saddle 2" w/o bolt 2 x 1 (reducer) | 5-Piping | Piece | 6 | 0 | 0
SS-Temp-013 | AVK - Tapping Saddle 4" 4 x 1 (reducer) | 5-Piping | Piece | 1 | 0 | 0
SS-Temp-010 | AVK - Sofa Adaptor 4" | 5-Piping | Piece | 1 | 0 | 0
SS-Temp-023 | Cifco - Tapping Saddle 2" (100mm) 4" x 1" (reducer) Blue | 5-Piping | Piece | 3 | 0 | 0
SS-Temp-024 | Cifco - Tapping Saddle 2" (50mm) 2" x 1" (reducer) Blue 2" x 1" | 5-Piping | Piece | 54 | 0 | 0
SS-Temp-025 | Cifco - Tapping Saddle 2" (75mm) 3" x 1" (reducer) | 5-Piping | Piece | 4 | 0 | 0
no item code | Piping, Plumbing, Sanitary & Drainage - Saddle - Tapping Saddle,SBR 90 x 1" w/o bolt | 5-Piping | Piece | 4 | 0 | 0
5A-13-0001 | Piping, Plumbing, Sanitary & Drainage - Bushing Reducer - 8" x 6"( Emerald PVC) | 5-Piping | Piece | 30 | 0 | 0
5A-13-0002 | Piping, Plumbing, Sanitary & Drainage - Bushing Reducer - 3" x 2" (Emerald PVC) | 5-Piping | Piece | 91 | 0 | 0
5A-13-0003 | Piping, Plumbing, Sanitary & Drainage - Bushing Reducer - 10" x 4" (Emerald PVC) | 5-Piping | Piece | 9 | 0 | 0
no item code | Piping, Plumbing, Sanitary & Drainage - Bushing Reducer -12" x 4" | 5-Piping | Piece | 3 | 0 | 0
5A-13-1001 | Piping, Plumbing, Sanitary & Drainage - Bushing Reducer - PVC, 6" x 4" (Emerald) | 5-Piping | Piece | 23 | 0 | 0
5A-13-1002 | Piping, Plumbing, Sanitary & Drainage - Bushing Reducer - PVC, 10" x 6" | 5-Piping | Piece | 9 | 0 | 0
5A-13-1013 | Piping, Plumbing, Sanitary & Drainage - Bushing Reducer - PVC, Series 1000, 4" x 3" (Emerald) | 5-Piping | Piece | 39 | 0 | 0
5A-13-2001 | Piping, Plumbing, Sanitary & Drainage - Bushing Reducer - GI, 1 1/2" x 1 1/4" | 5-Piping | Piece | 8 | 0 | 0
5A-14-1001 | Piping, Plumbing, Sanitary & Drainage - Plug - GI, 1/2" | 5-Piping | Piece | 77 | 0 | 0
5A-14-1102 | Piping, Plumbing, Sanitary & Drainage - Bushing - G.I. Bushing Reducer 1 1/2" x 1/2" Threaded | 5-Piping | Piece | 34 | 0 | 0
5A-14-5101 | Piping, Plumbing, Sanitary & Drainage - Bushing - PVC Bushing Reducer 4" x 2" (Emerald) | 5-Piping | Piece | 0 | 0 | 0
5A-15-1012 | Piping, Plumbing, Sanitary & Drainage - Hose - Stainless Steel, Flexible Hose, ½” x ½” x 24” | 5-Piping | Piece | 50 | 0 | 0
5A-15-3001 | Piping, Plumbing, Sanitary & Drainage - Hose –Aluminum Flexible Duct, 4” Ø ( Hyper Duct w/o Insulation 4") | 5-Piping | Box_10mtr | 7 | 0 | 0
5A-16-1101 | Piping, Plumbing, Sanitary & Drainage - Stopcock -Brass, Corpo, 1" ( Falcon) | 5-Piping | Piece | 17 | 0 | 0
5A-16-1331 | Piping, Plumbing, Sanitary & Drainage - Socket - PPR, Female Threaded, PN25 Green, 50mm x 1 1/2" | 5-Piping | Piece | 6 | 0 | 0
5A-16-1341 | Piping, Plumbing, Sanitary & Drainage - Socket - PPR, Female Threaded, PN25 White, 50mm x 1 1/2" | 5-Piping | Piece | 4 | 0 | 0
5A-16-1441 | Piping, Plumbing, Sanitary & Drainage - Socket - PPR, Male Threaded, PN25 White, 20mm x 1/2" | 5-Piping | Piece | 0 | 0 | 0
5A-17-1010 | Piping, Plumbing, Sanitary & Drainage - Connector -Brass, 5Way | 5-Piping | Piece | 2 | 0 | 0
5A-17-1031 | Piping, Plumbing, Sanitary & Drainage - Socket Reducer - PPR, PN25 Green, 25mm x 20mm | 5-Piping | Piece | 196 | 0 | 0
5A-17-1044 | Piping, Plumbing, Sanitary & Drainage - Socket Reducer - PPR, PN25 White 63mm x 40mm | 5-Piping | Piece | 0 | 0 | 0
no item code | Piping, Plumbing, Sanitary & Drainage - Bushing Reducer, PVC, Concentric, 6" x 3" (150mm x 75mm) | 5-Piping | Piece | 1 | 0 | 0
5A-18-1101 | Piping, Plumbing, Sanitary & Drainage - Pop Up Drain - Stainless Steel, for Lavatory, 1 1/4"Ø | 5-Piping | Piece | 1 | 0 | 0
5A-18-1111 | Piping, Plumbing, Sanitary & Drainage - Bushing Reducer, PVC, Concentric, 6" x 4" (150mm x 100mm) | 5-Piping | Piece | 14 | 0 | 0
5a-18-1123 | Piping, Plumbing, Sanitary & Drainage - Bushing Reducer, PVC,S-1000, 4" x 2" (Emerald) | 5-Piping | Piece | 178 | 0 | 0
5A-18-2211 | Piping, Plumbing, Sanitary & Drainage - Bell Reducer - GI, Threaded, Schedule 20, 2" x 1 1/2"Ø | 5-Piping | Piece | 4 | 0 | 0
5A-18-2221 | Piping, Plumbing, Sanitary & Drainage - Bell Reducer - GI, Threaded, Schedule 40, 1 1/2" x 1"Ø | 5-Piping | Piece | 1 | 0 | 0
5A-18-2222 | Piping, Plumbing, Sanitary & Drainage - Bell Reducer - GI, Threaded, Schedule 40, 1 1/4" x 1"Ø | 5-Piping | Piece | 7 | 0 | 0
5A-18-2223 | Piping, Plumbing, Sanitary & Drainage - Bell Reducer - GI, Threaded, Schedule 40, 1" x 1/2"Ø | 5-Piping | Piece | 0 | 0 | 0
5A-18-2224 | Piping, Plumbing, Sanitary & Drainage - Bell Reducer - GI, Threaded, Schedule 40, 1" x 3/4"Ø | 5-Piping | Piece | 6 | 0 | 0
5A-18-2225 | Piping, Plumbing, Sanitary & Drainage - Bell Reducer - GI, Threaded, Schedule 40, 2" x 2 1/2"Ø | 5-Piping | Piece | 1 | 0 | 0
5A-18-2321 | Piping, Plumbing, Sanitary & Drainage - Bell Reducer - GI, Welded, Schedule 40, 3" x 2"Ø | 5-Piping | Piece | 1 | 0 | 0
5A-19-1101 | Piping, Plumbing, Sanitary & Drainage - Bottle Trap - Plastic, for Lavatory, 1 1/4"Ø | 5-Piping | Piece | 0 | 0 | 0
5B-01-1001 | Piping, Fire Protection - Pipe - Loop Hanger 1" | 5-Piping | Unit | 275 | 0 | 20
5B-01-1124 | Piping, Fire Protection - Pipe - BI, Seamless, Schedule 40, 1 1/2"Ã˜ | 5-Piping | Length_6 | 3 | 0 | 0
5B-01-1222 | Piping, Fire Protection - Pipe - BI, Threaded, Schedule 40, 1 1/4"Ã˜ | 5-Piping | Length_6 | 0 | 0 | 0
5B-01-1223 | Piping, Fire Protection - Pipe - BI, Threaded, Schedule 40, 1 1/2"Ã˜ | 5-Piping | Length_6 | 0 | 0 | 0
5B-01-1321 | Piping, Fire Protection - Pipe - BI, Welded, Schedule 40, 2 1/2"Ã˜ | 5-Piping | Length_6 | 46 | 0 | 0
5B-01-13210 | Piping, Fire Protection - Pipe - BI, Welded, Schedule 40, 1 1/2" (32mm) dia. | 5-Piping | Piece | 991 | 0 | 0
5B-01-1322 | Piping, Fire Protection - Pipe - BI, Welded, Schedule 40, 3"Ã˜ | 5-Piping | Length_6 | 1 | 0 | 0
no item code | Piping, Fire Protection - Pipe - BI, Welded, Schedule 40, 5"Ã˜ | 5-Piping | Length_6 | 5 | 0 | 0
5B-01-1324 | Piping, Fire Protection - Pipe - BI, Welded, Schedule 40, 6"Ã˜ | 5-Piping | Length_6 | 22 | 0 | 0
5B-01-1326 | Piping, Fire Protection - Pipe - BI, Welded, Schedule 40, 2"Ã˜ | 5-Piping | Length_6 | 19 | 0 | 0
5B-01-1327 | Piping, Fire Protection - Pipe - BI, Welded, Schedule 40, 1 1/4"Ã˜ | 5-Piping | Length_6 | 1104 | 0 | 0
5B-01-1328 | Piping, Fire Protection - Pipe - BI, Welded, Schedule 40, 1" dia | 5-Piping | Length_6 | 71 | 0 | 5
5B-01-1401 | Piping, Fire Protection - Pipe - BI, Flange Type, 1'' 8holes | 5-Piping | Piece | 2 | 0 | 0
5B-01-1421 | Piping, Fire Protection - Pipe - BI, Flange Type, Slip-on 6'' x 8 holes | 5-Piping | Piece | 95 | 0 | 0
5B-01-1422 | Piping, Fire Protection - Pipe - BI, Flange Type, Slip-on 2'' x 4 holes | 5-Piping | Piece | 625 | 0 | 0
5B-01-1423 | Piping, Fire Protection - Pipe - BI, Flange Type, Slip-on 1-1/2'' x 4 holes | 5-Piping | Piece | 314 | 0 | 0
5B-01-1431 | Piping, Fire Protection - Pipe - BI, Flange Type, Flange Blind 6'' x 8 holes | 5-Piping | Piece | 1 | 0 | 0
5B-01-1511 | Piping, Fire Protection - Pipe - BI, Flange Type Threaded, Schedule 40, 4 holes 1-1/2 | 5-Piping | Piece | 735 | 0 | 0
5B-01-1512 | Piping, Fire Protection - Pipe - BI, Flange Type Threaded, Schedule 40, 4 holes 1-1/4 | 5-Piping | Piece | 155 | 0 | 0
5B-01-1611 | Piping, Fire Protection - Pipe - BI, Flange Type Welded, Schedule 40, 3'' 4holes | 5-Piping | Piece | 65 | 0 | 0
5b-01-2503 | Piping, Fire Protection - Pipe - DI, Puddle Flange, 4" Ø | 5-Piping | Piece | 0 | 0 | 0
5B-01-2504 | Piping, Fire Protection - Pipe - DI, Puddle Flange, 6" Ø | 5-Piping | Piece | 1 | 0 | 0
5B-02-1122 | Piping, Fire Protection - Elbow - BI, Elbow 90Â°, Schedule 40, 1"Ã˜ (Threaded) | 5-Piping | Piece | 0 | 0 | 0
5B-02-1123 | Piping, Fire Protection - Elbow - BI, Elbow 90Â°, Schedule 40, 1 1/4"Ã˜ (Threaded) | 5-Piping | Piece | 0 | 0 | 0
5B-02-1124 | Piping, Fire Protection - Elbow - BI, Elbow 90Â°, Schedule 40, 1 1/2"Ã˜ (Threaded) | 5-Piping | Piece | 0 | 0 | 0
5B-02-1125 | Piping, Fire Protection - Elbow - BI, Elbow 90Â°, Schedule 40, 2" Ã˜ ( Welded) | 5-Piping | Piece | 34 | 0 | 0
5B-02-1127 | Piping, Fire Protection - Elbow - BI, Elbow 90Â°, Schedule 40, 3"Ã˜ (Welded) | 5-Piping | Piece | 3 | 0 | 0
5B-02-1129 | Piping, Fire Protection - Elbow - BI, Elbow 90Â°, Schedule 40, 4"Ã˜(Welded) | 5-Piping | Piece | 1 | 0 | 0
5B-02-11311 | Piping, Fire Protection - Elbow - BI, Elbow 90Â, Welded -Schedule 40, 6"Ã˜ | 5-Piping | Piece | 0 | 0 | 0
5B-02-1201 | Piping, Fire Protection - Elbow - BI,Elbow 1 x 45° | 5-Piping | Piece | 104 | 0 | 0
5B-02-12238 | Piping, Fire Protection - Elbow - BI, Elbow Reducer 90Â°, Schedule 40, 1"Ã˜ x 1/2"Ã˜ (Threaded) | 5-Piping | Piece | 422 | 0 | 0
5B-02-1237 | Piping, Fire Protection - Elbow - BI, Elbow45°, Welded; Schedule 40; Mechanical, 3"Ø | 5-Piping | Piece | 3 | 0 | 0
5B-02-1312 | Piping, Fire Protection - Elbow - BI, Victaulic Grooved Elbow 90Â°, Schedule 40, 4"Ã˜ | 5-Piping | Piece | 44 | 0 | 0
5B-02-1313 | Piping, Fire Protection - Elbow - BI, Victaulic Grooved Elbow 90Â°, Schedule 40, 2 1/2"Ã˜ | 5-Piping | Piece | 12 | 0 | 0
5B-02-1322 | Piping, Fire Protection - Elbow - BI, Victaulic Grooved Elbow 45, Schedule 40, 4"Ã˜ | 5-Piping | Piece | 89 | 0 | 0
5B-02-1323 | Piping, Fire Protection - Elbow - BI, Victaulic Grooved Elbow 45Â°, Schedule 40, 2 1/2"Ã˜ | 5-Piping | Piece | 12 | 0 | 0
5B-02-1422 | Piping, Fire Protection - Elbow - BI, Elbow 90° Threaded, Schedule 40, 2"Ø | 5-Piping | Piece | 0 | 0 | 0
5B-02-1522 | Piping, Fire Protection - Elbow - BI, Elbow 90° Welded Schedule 40, 2-1/2"Ø | 5-Piping | Piece | 7 | 0 | 0
5B-03-11211 | Piping, Fire Protection - Tee - BI, Equal Tee, Schedule 40, 6"Ã˜ | 5-Piping | Piece | 13 | 0 | 0
SS-Temp-014 | AVK - Tee 4 x 3 | 5-Piping | Piece | 1 | 0 | 0
SS-Temp-028 | Cifco - Tee 50 x 50mm Blue ( 2" x 2") | 5-Piping | Piece | 1 | 0 | 0
SS-Temp-030 | Cifco - Tee 75mm x 75mm | 5-Piping | Piece | 2 | 0 | 0
SS-Temp-026 | Cifco - Tee 100 x 75mm | 5-Piping | Piece | 1 | 0 | 0
5B-03-1122 | Piping, Fire Protection - Tee - BI, Equal Tee, Schedule 40, 1"Ã˜ | 5-Piping | Piece | 0 | 0 | 0
5B-03-1123 | Piping, Fire Protection - Tee - BI, Equal Tee, Schedule 40, 1 1/4"Ã˜ | 5-Piping | Piece | 46 | 0 | 0
5B-03-1124 | Piping, Fire Protection - Tee - BI, Equal Tee, Schedule 40, 1 1/2"Ã˜ | 5-Piping | Piece | 0 | 0 | 0
5B-03-1225 | Piping, Fire Protection - Tee - BI, Tee Reducer, Schedule 40, 2"Ã˜ x 1"Ã˜ | 5-Piping | Piece | 0 | 0 | 0
5B-03-1126 | Piping, Fire Protection - Tee - BI, Equal Tee, Schedule 40, 2 1/2"Ã˜ (Threaded) | 5-Piping | Piece | 19 | 0 | 0
5B-03-1129 | Piping, Fire Protection - Tee - BI, Equal Tee, Schedule 40, 4"Ã˜ | 5-Piping | Piece | 1 | 0 | 0
5B-03-1224 | Piping, Fire Protection - Tee - BI, Tee Reducer, Schedule 40, 1 1/2"Ã˜ x 1 1/4"Ã˜ (Threaded) | 5-Piping | Piece | 179 | 0 | 0
5B-03-1226 | Piping, Fire Protection - Tee - BI, Tee Reducer, Schedule 40, 2"Ã˜ x 1 1/4"Ã˜ ( Threaded) | 5-Piping | Piece | 88 | 0 | 0
5B-03-12329 | Piping, Fire Protection - Tee - BI, Tee Reducer, Schedule 40 Welded, 6"Ã˜ x 4"Ã˜ | 5-Piping | Piece | 0 | 0 | 0
5B-03-1314 | Piping, Fire Protection - Tee - BI, Victaulic Grooved, Schedule 40, 4"Ã˜ x 4"Ã˜ | 5-Piping | Piece | 14 | 0 | 0
5B-03-1321 | Piping, Fire Protection - Tee - BI, Tee Reducer Threaded, Schedule 40, 1-1/4"Ø x 1"Ø | 5-Piping | Piece | 454 | 0 | 0
5B-03-1322 | Piping, Fire Protection - Tee - BI, Tee Reducer Threaded, Schedule 40, 1-1/2"Ø x 1"Ø | 5-Piping | Piece | 133 | 0 | 0
5B-03-1323 | Piping, Fire Protection - Tee - BI, Tee Reducer Threaded, Schedule 40, 2"Ø x 1"Ø | 5-Piping | Piece | 131 | 0 | 0
5B-03-1324 | Piping, Fire Protection - Tee - BI, Equal Tee Welded, Schedule 40, 2-1/2"Ø | 5-Piping | Piece | 90 | 0 | 0
5B-03-1325 | Piping, Fire Protection - Tee - BI, Equal Tee Welded, Schedule 40, 3''Ø | 5-Piping | Piece | 8 | 0 | 0
5B-03-1421 | Piping, Fire Protection - Tee - BI, Equal Tee Threaded, Schedule 40, 1-1/2"Ø | 5-Piping | Piece | 159 | 0 | 0
5B-03-1422 | Piping, Fire Protection - Tee - BI, Equal Tee Threaded, Schedule 40, 2"Ø | 5-Piping | Piece | 165 | 0 | 0
5B-03-1423 | Piping, Fire Protection - Tee - BI, Equal Tee Threaded, Schedule 40, 1"Ø | 5-Piping | Piece | 125 | 0 | 0
5B-03-1424 | Piping, Fire Protection - Tee - BI, Equal Tee Threaded, Schedule 40, 1-1/4"Ø | 5-Piping | Piece | 161 | 0 | 0
5B-04-1118 | Piping, Fire Protection - Coupling - BI, Coupling Reducer, Schedule 20, 2 1/2"Ã˜ x 1"Ã˜ (Threaded) | 5-Piping | Piece | 40 | 0 | 0
5B-04-11227 | Piping, Fire Protection - Coupling - BI, Coupling Reducer, Schedule 40, 6"Ã˜ x 2 1/2"Ã˜ (Welded) | 5-Piping | Piece | 1 | 0 | 0
5B-04-11229 | Piping, Fire Protection - Coupling - BI, Coupling Reducer, Schedule 40, 6"Ã˜ x 4"Ã˜ ( Welded) | 5-Piping | Piece | 19 | 0 | 0
5B-04-1124 | Piping, Fire Protection - Coupling - BI, Coupling Reducer, Schedule 40, 1 1/2"Ã˜ x 1 1/4"Ã˜ (Threaded) | 5-Piping | Piece | 46 | 0 | 0
5B-04-1125 | Piping, Fire Protection - Coupling - BI, Coupling Reducer, Schedule 40, 2"Ã˜ x 1"Ã˜ (Threaded) | 5-Piping | Piece | 41 | 0 | 0
5B-04-1126 | Piping, Fire Protection - Coupling - BI, Coupling Reducer, Schedule 40, 2"Ã˜ x 1 1/4"Ã˜ (Threaded) | 5-Piping | Piece | 106 | 0 | 0
5B-04-1127 | Piping, Fire Protection - Coupling - BI, Coupling Reducer, Schedule 40, 2"Ã˜ x 1 1/2"Ã˜(Threaded) | 5-Piping | Piece | 0 | 0 | 0
5B-04-11322 | Piping, Fire Protection - Coupling - BI, Coupling Reducer, Victaulic, 4"Ø x 3"Ø | 5-Piping | Piece | 3 | 0 | 0
5B-04-11333 | Piping, Fire Protection - Coupling - BI, Coupling Reducer, Victaulic-Grooved-Schedule 40, 4"dia˜ x 2"dia | 5-Piping | Piece | 16 | 0 | 0
5B-04-1139 | Piping, Fire Protection - Coupling - BI, Coupling Reducer, Schedule 40-Welded, 2 1/2"Ø x 1 1/4"Ø | 5-Piping | Piece | 74 | 0 | 0
5B-04-1202 | Piping, Fire Protection - Coupling - BI, Victaulic Flexible Coupling, 4"Ã˜ | 5-Piping | Piece | 25 | 0 | 0
5B-04-1222 | Piping, Fire Protection - Coupling - BI, Coupling Reducer Threaded, Schedule 40, 1"Ø x 1-1/4"Ø | 5-Piping | Piece | 438 | 0 | 0
5B-04-1225 | Piping, Fire Protection - Coupling - BI, Coupling Reducer Threaded, Schedule 40, 1-1/2"Ø x 1"Ø | 5-Piping | Piece | 203 | 0 | 0
5B-04-1301 | Piping, Fire Protection - Coupling - BI, Victaulic Coupling Outlet, 2"Ã˜ (Rigid) | 5-Piping | Piece | 86 | 0 | 0
5B-04-1321 | Piping, Fire Protection - Coupling - BI, Threaded, Schedule 40, 1-1/2 "Ø | 5-Piping | Piece | 53 | 0 | 0
5B-04-1323 | Piping, Fire Protection - Coupling - BI, Coupling Reducer Welded, Schedule 40, 2-1/2"Ø x 1"Ø | 5-Piping | Piece | 40 | 0 | 0
5B-04-1324 | Piping, Fire Protection - Coupling - BI, Coupling Reducer Welded, Schedule 40, 2-1/2"Ø x 2"Ø | 5-Piping | Piece | 11 | 0 | 0
5B-04-16310 | Piping, Fire Protection - Coupling - BI, Concentric Reducer, Schedule 40-Welded, 2 1/2" dia x 1 1/2" dia | 5-Piping | Piece | 81 | 0 | 0
5B-04-1643 | Piping, Fire Protection - Coupling - BI, Concentric Reducer, Schedule 40-Threaded, 1 1/2" dia x 1" dia | 5-Piping | Piece | 0 | 0 | 0
5B-04-1646 | Piping, Fire Protection - Coupling - BI, Concentric Reducer, Schedule 40-Threaded,, 2" dia x 1 1/4" dia | 5-Piping | Piece | 0 | 0 | 0
5B-05-1002 | Piping, Fire Protection - Valve - Fire Hose Valve, 1 1/2" | 5-Piping | Piece | 14 | 0 | 0
5A-05-11211 | Piping, Plumbing, Sanitary & Drainage - Coupling - GI,Coupling Reducer-Schedule 402 1/2"Ø x 2"Ø | 5-Piping | Piece | 23 | 0 | 0
5B-06-0111 | Piping, Fire Protection - Sprinkler Heads - Pendent, Recessed, Standard Response, 135Â°F = 57Â°C, (Orange), 1/2"Ã˜ | 5-Piping | Piece | 1245 | 0 | 0
5B-06-0411 | Piping, Fire Protection - Sprinkler Heads - Pendent, Concealed, Quick Response, 135Â°F = 57Â°C, (Orange), 1/2"Ã˜ | 5-Piping | Piece | 0 | 0 | 0
5B-06-0511 | Piping, Fire Protection - Sprinkler Heads - Horizontal Side Wall, Standard Response, 135Â°F = 57Â°C, (Orange), 1/2"Ã˜ | 5-Piping | Piece | 0 | 0 | 0
5B-07-1009 | Piping, Fire Protection - End Cap - BI, 4"Ã˜ | 5-Piping | Piece | 1 | 0 | 0
5B-07-1015 | Piping, Fire Protection - End Cap - BI, Victaulic, 2" Ã˜ | 5-Piping | Piece | 12 | 0 | 0
5B-07-1101 | Piping, Fire Protection - End Cap - BI, Threaded, 2"Ø | 5-Piping | Piece | 2 | 0 | 0
5B-07-1109 | Piping, Fire Protection - End Cap - BI, Victaulic, 4"Ø | 5-Piping | Piece | 4 | 0 | 0
5B-07-2001 | Piping, Fire Protection - End Cap - GI, 3/4" | 5-Piping | Piece | 78 | 0 | 0
5B-08-1201 | Piping, Fire Protection - Bell Reducer - BI, Threaded 1/2"Ø x 1"Ø | 5-Piping | Piece | 40 | 0 | 0
5B-08-1202 | Piping, Fire Protection - Bell Reducer - BI, Threaded 1-1/4"Ø x 1-1/2"Ø | 5-Piping | Piece | 0 | 0 | 0
5B-08-1203 | Piping, Fire Protection - Bell Reducer - BI, Threaded 1-1/2"Ø x 2"Ø | 5-Piping | Piece | 26 | 0 | 0
5D-01-01010 | Piping, General - Tee - Mechanical Tee, 2 1/2"Ã˜ x 1 1/2"Ã˜ | 5-Piping | Piece | 26 | 0 | 0
5D-01-01014 | Piping, General - Tee - Mechanical Tee, 3"Ã˜ x 1 1/2"Ã˜ | 5-Piping | Piece | 73 | 0 | 0
5D-01-01015 | Piping, General - Tee - Mechanical Tee, 3"Ã˜ x 2"Ã˜ | 5-Piping | Piece | 79 | 0 | 0
5D-01-01019 | Piping, General - Tee - Mechanical Tee, 4"Ã˜ x 1 1/2"Ã˜ | 5-Piping | Piece | 7 | 0 | 0
5D-01-01020 | Piping, General - Tee - Mechanical Tee, 4"Ã˜ x 2"Ã˜ | 5-Piping | Piece | 5 | 0 | 0
5D-01-01021 | Piping, General - Tee - Mechanical Tee, 4"Ã˜ x 2 1/2"Ã˜ | 5-Piping | Piece | 6 | 0 | 0
5D-01-0108 | Piping, General - Tee - Mechanical Tee, 2 1/2"Ã˜ x 1"Ã˜ | 5-Piping | Piece | 32 | 0 | 0
5D-01-0109 | Piping, General - Tee - Mechanical Tee, 2 1/2"Ã˜ x 1 1/4"Ã˜ | 5-Piping | Piece | 25 | 0 | 0
5D-02-0003 | Piping, General - Threadolet - 0, 1 1/4"Ã˜ | 5-Piping | Piece | 34 | 0 | 0
5D-02-0004 | Piping, General - Threadolet - 0, 1 1/2"Ã˜ | 5-Piping | Piece | 72 | 0 | 0
5D-02-0005 | Piping, General - Threadolet - 0, 2" Ã˜ | 5-Piping | Piece | 45 | 0 | 0
5D-02-0006 | Piping, General - Threadolet - 0, 2 1/2"Ã˜ | 5-Piping | Piece | 8 | 0 | 0
5D-03-0102 | Piping, General - Flange - Slip-On Type, 2 1/2"Ã˜ ( B.I) | 5-Piping | Piece | 121 | 0 | 0
5D-03-1111 | Piping, General - Flange - GI, Schedule 40, 8 Holes, 6"Ø | 5-Piping | Piece | 411 | 0 | 0
5D-03-1114 | Piping, General - Flange - BI, Slip-On Type, 8 holes, 4"Ø | 5-Piping | Piece | 40 | 0 | 0
5D-03-1175 | Piping, General - Flange - BI, Slip-On Type, 8 Holes-Schecule 40, 6"Ã˜ | 5-Piping | Piece | 0 | 0 | 0
5D-03-2114 | Piping, General - Flange - GI, Slip-On Type, 8 Holes, 4"Ø | 5-Piping | Piece | 15 | 0 | 0
5D-03-2122 | Piping, General - Flange - GI, Slip-On Type, 4 Holes, 2 1/2"Ø | 5-Piping | Piece | 11 | 0 | 0
5D-04-0002 | Piping, General - Union Patente - 0, 1"Ã˜ (B.I) | 5-Piping | Piece | 10 | 0 | 0
5D-04-0005 | Piping, General - Union Patente - ,-2" Ø | 5-Piping | Piece | 3 | 0 | 0
5D-04-1101 | Piping, General - Union Patente - B.I, Threaded, 1-1/4" Ø | 5-Piping | Piece | 26 | 0 | 0
5D-04-2001 | Piping, General - Union Patente - G.I, 1 1/2" Ø | 5-Piping | Piece | 6 | 0 | 0
5D-04-2011 | Piping, General - Union Patente - G.I, Brass,1" Ø | 5-Piping | Piece | 29 | 0 | 0
5D-04-3001 | Piping, General - Union Patente - Stainless, 1/2"Ã˜ (Stainless steel) | 5-Piping | Piece | 0 | 0 | 0
5D-04-3012 | Piping, General - Union Patente - Stainless Steel, Class 150-Threaded, 1" dia | 5-Piping | Piece | 1 | 0 | 0
5D-05-0102 | Piping, General - Valve - Foot Valve, 4"Ã˜ (Othori) | 5-Piping | Piece | 0 | 0 | 0
5b-05-0111 | Piping, Fire Protection - Valve - OS & Y Gate Valve, UL/FM Approved, 4"Ã˜ | 5-Piping | Piece | 0 | 0 | 0
5D-05-03011 | Piping, General - Valve - Gate Valve, 1/2"Ã˜ (KITZ) (Brass) | 5-Piping | Piece | 202 | 0 | 0
5D-05-0302 | Piping, General - Valve - Gate Valve, 1"Ã˜( Kitz) | 5-Piping | Piece | 165 | 0 | 0
5D-05-0303 | Piping, General - Valve - Gate Valve, 1 1/4"Ã˜ ( KITZ) | 5-Piping | Piece | 14 | 0 | 0
5D-05-0304 | Piping, General - Valve - Gate Valve, 1 1/2"Ã˜ (KITZ) | 5-Piping | Piece | 13 | 0 | 0
5D-05-0306 | Piping, General - Valve - Gate Valve, 2 1/2"Ã˜ (Flange Type 200WOG) | 5-Piping | Piece | 7 | 0 | 0
5D-05-03111 | Piping, General - Valve - Gate Valve, CIM Brass Class 125, 1/2"Ø | 5-Piping | Piece | 0 | 0 | 0
5D-05-0309 | Piping, General - Valve - Gate Valve, 6"Ã˜( GALA Flange Type Red) | 5-Piping | Piece | 6 | 0 | 0
SS-Temp-007 | AVK - Gate Valve 2" | 5-Piping | Piece | 1 | 0 | 0
SS-Temp-008 | AVK - Gate Valve 6" PN16 | 5-Piping | Piece | 1 | 0 | 0
SS-Temp-009 | AVK - Gate Valve DN80 3" | 5-Piping | Piece | 2 | 0 | 0
5D-05-0401 | Piping, General - Valve - Check Valve, 3/4"Ã˜ | 5-Piping | Piece | 111 | 0 | 0
5D-05-04011 | Piping, General - Valve - Check Valve, 1/2"Ø | 5-Piping | Piece | 8 | 0 | 0
5D-05-0403 | Piping, General - Valve - Check Valve, 1 1/4"Ã˜ (Clayton) | 5-Piping | Piece | 2 | 0 | 0
5D-05-0405 | Piping, General - Valve - Check Valve, 2" Ã˜ (Kitz Brass) | 5-Piping | Piece | 2 | 0 | 0
5D-05-0407 | Piping, General - Valve - Check Valve, 3"Ã˜ (Flange type Kitz) | 5-Piping | Piece | 2 | 0 | 0
5D-05-0409 | Piping, General - Valve - Check Valve, 6"Ã˜ ( GALA Flange Type Red) | 5-Piping | Piece | 0 | 0 | 0
No Item Code | Piping, General - Valve - Check Valve, Bermad (200 WOG) 6"Ø | 5-Piping | Piece | 2 | 0 | 0
5D-05-0411 | Piping, General - Valve - Check Valve, Swing Flange Type 4hole, 2" | 5-Piping | Piece | 3 | 0 | 0
5D-05-0418 | Piping, General - Valve - Check Valve, Cast Iron Swing, Flange Type-Class 125, 4"Ø | 5-Piping | Piece | 1 | 0 | 0
5D-05-0421 | Piping, General - Valve - Check Valve, Flange Type Horizontal 2 1/2" (CRAMER) | 5-Piping | Piece | 1 | 0 | 0
5D-05-0422 | Piping, General - Valve - Check Valve, Flange Type Horizontal 3" (Cramer) | 5-Piping | Piece | 2 | 0 | 0
5D-05-0506 | Piping, General - Valve - Pressure Reducing Valve, 2 1/2"Ã˜ (Dorot Blue) | 5-Piping | Piece | 8 | 0 | 0
5D-05-0701 | Piping, General - Valve - Ball Valve, 1"Ø (KITZ) | 5-Piping | Piece | 0 | 0 | 0
5D-05-0702 | Piping, General - Valve - Ball Valve, 1/2"Ø (KITZ) | 5-Piping | Piece | 0 | 0 | 0
5D-05-1311 | Piping, General - Valve - Screw Type, Gate Valve, DN40 1 1/2" x 50mm | 5-Piping | Piece | 5 | 0 | 0
5D-05-1312 | Piping, General - Valve - Screw Type, Gate Valve, DN25 1" x 32mm | 5-Piping | Piece | 1 | 0 | 0
5D-05-1313 | Piping, General - Valve - Screw Type, Gate Valve, DN50 2" x 63mm | 5-Piping | Piece | 4 | 0 | 0
5D-05-1341 | Piping, General - Valve - PPR, Gate Valve, White, 32mm (Thermovar) | 5-Piping | Piece | 13 | 0 | 0
5D-05-1411 | Piping, General - Valve - Wye - Check Valve, Blue (Spring Flange Type) 4-holes, 6"Ø ( Bermad) | 5-Piping | Piece | 2 | 0 | 0
5D-05-1412 | Piping, General - Valve - Wye - Check Valve, Blue (Spring Flange Type) 4-holes, 3"Ø ( Bermad) | 5-Piping | Piece | 1 | 0 | 0
5D-05-1413 | Piping, General - Valve - Wye - Check Valve, Blue (Spring Flange Type) 4-holes, 2 1/2"Ø | 5-Piping | Piece | 1 | 0 | 0
5D-05-14208 | Piping, General - Valve -Pressure Relief Valve, Threaded 2" | 5-Piping | Piece | 1 | 0 | 0
5D-05-2107 | Piping, General - Valve -Brass, Foot Valve, 40mm x 1 1/4" dia | 5-Piping | Piece | 0 | 0 | 0
5D-05-2801 | Piping, General - Valve - Brass, Angle Valve, 40mm | 5-Piping | Piece | 2 | 0 | 0
5d-05-3004 | Piping, General - Valve - Butterfly Valve, 4" dia (100mm) | 5-Piping | Piece | 1 | 0 | 0
5D-05-3101 | Piping, General - Valve - Angle Valve, Stainless, 1/2" | 5-Piping | Piece | 23 | 0 | 0
5D-06-0102 | Piping, General - Strainer - Wye-Strainer, 1"Ã˜ | 5-Piping | Piece | 1 | 0 | 0
5D-06-0106 | Piping, General - Strainer - Wye-Strainer, 2 1/2"Ã˜ | 5-Piping | Piece | 8 | 0 | 0
5D-06-0117 | Piping, General - Strainer - Wye-Strainer, Cast Iron-Flange Type, 3"Ø | 5-Piping | Piece | 2 | 0 | 0
5D-06-0118 | Piping, General - Strainer - Wye-Strainer, Cast Iron-Flange Type, 4"Ø | 5-Piping | Piece | 1 | 0 | 0
No Item Code | CIM Bronze Filter 2" PN20 | 5-Piping | Piece | 1 | 0 | 0
5B-06-0221 | Piping, Fire Protection - Sprinkler Heads - Pendent, Recessed, Quick Response, 155Â°F = 68Â°C, (Red), 1/2"Ã˜ | 5-Piping | Piece | 563 | 0 | 0
5B-06-0521 | Piping, Fire Protection - Sprinkler Heads - Horizontal Side Wall, Standard Response, 155Â°F = 68Â°C, (Red), 1/2"Ã˜ | 5-Piping | Piece | 17 | 0 | 0
5D-06-0301 | Piping, General - Strainer - Duplex Strainer, 4" | 5-Piping | Piece | 2 | 0 | 0
5D-08-01010 | Piping, General - Gasket - ,O-ring Gasket 3" | 5-Piping | Piece | 198 | 0 | 0
5D-08-0102 | Piping, General - Gasket - O'Ring, 160mm Ã˜ | 5-Piping | Piece | 6 | 0 | 0
5D-08-0109 | Piping, General - Gasket - ,O-ring Gasket 4" | 5-Piping | Piece | 115 | 0 | 0
5D-09-0101 | Piping, General -Coupling - Victaulic Rigid, 2"Ã˜ | 5-Piping | Piece | 10 | 0 | 0
5D-09-0102 | Piping, General -Coupling - Victaulic Rigid, 2 1/2"Ã˜ | 5-Piping | Piece | 2 | 0 | 0
5D-09-0103 | Piping, General -Coupling - Victaulic Rigid, 3"Ã˜ | 5-Piping | Piece | 14 | 0 | 0
5D-09-0104 | Piping, General -Coupling - Victaulic Rigid, 4"Ã˜ | 5-Piping | Piece | 95 | 0 | 0
5D-09-0105 | Piping, General -Coupling - Victaulic Rigid, 6"Ã˜ | 5-Piping | Piece | 4 | 0 | 0
5D-10-0000 | Piping, General - Escutcheon | 5-Piping | Piece | 3098 | 0 | 0
5D-10-1000 | Piping, General - Escutcheon - Escutcheon Plate | 5-Piping | Piece | 0 | 0 | 0
5D-10-1001 | Piping, General -Nipple - GI, 1 1/2" x 2" Ø | 5-Piping | Piece | 89 | 0 | 0
5D-10-10010 | Piping, General -Nipple - GI, 3/4" x 4 3/4"Ø | 5-Piping | Piece | 1 | 0 | 0
5D-10-1002 | Piping, General -Nipple - GI, 1 1/2" x 3" Ø | 5-Piping | Piece | 45 | 0 | 0
5D-10-1003 | Piping, General -Nipple - GI, 1 1/2" x 4" Ø | 5-Piping | Piece | 182 | 0 | 0
5D-10-1004 | Piping, General -Nipple - GI, 1" x 2 1/2"Ø | 5-Piping | Piece | 239 | 0 | 0
5D-10-1005 | Piping, General -Nipple - GI, 1/2" x 4"Ø | 5-Piping | Piece | 212 | 0 | 0
5D-10-1006 | Piping, General -Nipple - GI, 1 1/2" x 6"Ø | 5-Piping | Piece | 69 | 0 | 0
5D-10-1007 | Piping, General -Nipple - GI, 1/2" x 8"Ø | 5-Piping | Piece | 184 | 0 | 0
5D-10-1026 | Piping, General -Nipple - GI, Schedule 40, 1/4"dia x 10cm | 5-Piping | Piece | 9 | 0 | 0
5D-10-1101 | Piping, General -Nipple - GI, Closed, 1 1/2" x 1 1/2" Ø | 5-Piping | Piece | 202 | 0 | 0
5d-11-0111 | Piping, General - Pressure Gauge - AGF, 300PSI, 1/4" x 4" | 5-Piping | Piece | 0 | 0 | 0
5D-11-1011 | Piping, General - Piping House - PE, Black, 1"Ø x 50m | 5-Piping | Length_50 | 19 | 0 | 0
5D-12-1112 | Piping, General - Expansion Joint - Rubber Expansion Joint, CIM Single Below, Class 150 WOG, 3"Ø | 5-Piping | Piece | 2 | 0 | 0
5D-14-11001 | Piping, General - Miscellaneous - Rubber Insulation Tube, 2"x1"x6' ( 2 1/8" x 1" x6ft' Aeroflex) | 5-Piping | Length_1.8 | 0 | 0 | 0
5D-14-5001 | Piping, General - Miscellaneous - Rubber Gasket Sheet 1m width x 4m Length 6mm thick | 5-Piping | roll | 66 | 0 | 0
5D-14-5001 | Piping, General - Miscellaneous - Rubber Gasket Sheet 1m width x 4m Length 6mm thick | 5-Piping | METER | 3 | 0 | 0
5D-20-1002 | Piping, General - System Sensor - WFD Series Water Flow Detector, 4" | 5-Piping | Set | 1 | 0 | 0
6A-01-1101 | Electrical, Wires & Cables - Building Wires - Bare Copper Wire, Stranded, 100mm2 | 6-Electrical | meter | 0 | 0 | 0
6A-01-1111 | Electrical, Wires & Cables - Building Wires - THHN Wire, Stranded, Black, 250mm2 | 6-Electrical | meter | 96 | 0 | 0
6A-01-11110 | Electrical, Wires & Cables - Building Wires - THHN Wire, Stranded, Black, 30mm2 | 6-Electrical | meter | 145 | 0 | 0
6A-01-11111 | Electrical, Wires & Cables - Building Wires - THHN Wire, Stranded, Black, 22mm2 | 6-Electrical | meter | 773 | 0 | 150
6A-01-11112 | Electrical, Wires & Cables - Building Wires - THHN Wire, Stranded, Black, 14mm2 | 6-Electrical | meter | 495 | 0 | 0
6A-01-11113 | Electrical, Wires & Cables - Building Wires - THHN Wire, Stranded, Black, 8.0mm2 | 6-Electrical | Length_150 | 0 | 0 | 0
6A-01-11115 | Electrical, Wires & Cables - Building Wires - THHN Wire, Stranded, Black, 3.5mm2 | 6-Electrical | meter | 0 | 0 | 0
6A-01-1113 | Electrical, Wires & Cables - Building Wires - THHN Wire, Stranded, Black, 150mm2 | 6-Electrical | meter | 47 | 0 | 0
6A-01-1114 | Electrical, Wires & Cables - Building Wires - THHN Wire, Stranded, Black, 125mm2 | 6-Electrical | meter | 114 | 0 | 0
6A-01-1115 | Electrical, Wires & Cables - Building Wires - THHN Wire, Stranded, Black, 100mm2 | 6-Electrical | meter | 77.44 | 0 | 0
6A-01-1116 | Electrical, Wires & Cables - Building Wires - THHN Wire, Stranded, Black, 80mm2 | 6-Electrical | meter | 413 | 0 | 0
6A-01-1118 | Electrical, Wires & Cables - Building Wires - THHN Wire, Stranded, Black, 50mm2 | 6-Electrical | meter | 447 | 0 | 0
6A-01-1121 | Electrical, Wires & Cables - Building Wires - THHN Wire, Stranded, Red, 250mm2 | 6-Electrical | meter | 99 | 0 | 0
6A-01-11210 | Electrical, Wires & Cables - Building Wires - THHN Wire, Stranded, Red, 30mm2 | 6-Electrical | meter | 227 | 0 | 50
6A-01-11211 | Electrical, Wires & Cables - Building Wires - THHN Wire, Stranded, Red, 22mm2 | 6-Electrical | meter | 134 | 0 | 45
6A-01-11212 | Electrical, Wires & Cables - Building Wires - THHN Wire, Stranded, Red, 14mm2 | 6-Electrical | meter | 515 | 0 | 50
6A-01-11214 | Electrical, Wires & Cables - Building Wires - THHN Wire, Stranded, Red, 5.5mm2 | 6-Electrical | meter | 5 | 0 | 0
6A-01-11215 | Electrical, Wires & Cables - Building Wires - THHN Wire, Stranded, Red, 3.5mm2 | 6-Electrical | meter | 0 | 0 | 0
6A-01-11216 | Electrical, Wires & Cables - Building Wires - THHN Wire, Stranded, Red, 2.0mm2 | 6-Electrical | meter | 676 | 0 | 750
6A-01-1123 | Electrical, Wires & Cables - Building Wires - THHN Wire, Stranded, Red, 150mm2 | 6-Electrical | meter | 47 | 0 | 0
6A-01-1124 | Electrical, Wires & Cables - Building Wires - THHN Wire, Stranded, Red, 125mm2 | 6-Electrical | meter | 93 | 0 | 0
6A-01-1125 | Electrical, Wires & Cables - Building Wires - THHN Wire, Stranded, Red, 100mm2 | 6-Electrical | meter | 64 | 0 | 0
6A-01-1126 | Electrical, Wires & Cables - Building Wires - THHN Wire, Stranded, Red, 80mm2 | 6-Electrical | meter | 392 | 0 | 0
6A-01-1127 | Electrical, Wires & Cables - Building Wires - THHN Wire, Stranded, Red, 60mm2 | 6-Electrical | Length_150 | 8 | 0 | 0
6A-01-1128 | Electrical, Wires & Cables - Building Wires - THHN Wire, Stranded, Red, 50mm2 | 6-Electrical | Length | 394 | 0 | 0
6A-01-1131 | Electrical, Wires & Cables - Building Wires - THHN Wire, Stranded, Yellow, 250mm2 | 6-Electrical | Length | 168 | 0 | 0
6A-01-11310 | Electrical, Wires & Cables - Building Wires - THHN Wire, Stranded, Yellow, 30mm2 | 6-Electrical | Length | 199 | 0 | 50
6A-01-11311 | Electrical, Wires & Cables - Building Wires - THHN Wire, Stranded, Yellow, 22mm2 | 6-Electrical | Length_150 | 200 | 0 | 0
6A-01-11312 | Electrical, Wires & Cables - Building Wires - THHN Wire, Stranded, Yellow, 14mm2 | 6-Electrical | meter | 509 | 0 | 50
6A-01-11314 | Electrical, Wires & Cables - Building Wires - THHN Wire, Stranded, Yellow, 5.5mm2 | 6-Electrical | Length_150 | 0 | 0 | 0
6A-01-11316 | Electrical, Wires & Cables - Building Wires - THHN Wire, Stranded, Yellow, 2.0mm2 | 6-Electrical | meter | 1579 | 0 | 1650
6A-01-1133 | Electrical, Wires & Cables - Building Wires - THHN Wire, Stranded, Yellow, 150mm2 | 6-Electrical | Length_150 | 47 | 0 | 0
6A-01-1134 | Electrical, Wires & Cables - Building Wires - THHN Wire, Stranded, Yellow, 125mm2 | 6-Electrical | Length | 85 | 0 | 0
6A-01-1135 | Electrical, Wires & Cables - Building Wires - THHN Wire, Stranded, Yellow, 100mm2 | 6-Electrical | Length_150 | 4 | 0 | 0
6A-01-1137 | Electrical, Wires & Cables - Building Wires - THHN Wire, Stranded, Yellow, 60mm2 | 6-Electrical | Length_150 | 8 | 0 | 0
6A-01-1138 | Electrical, Wires & Cables - Building Wires - THHN Wire, Stranded, Yellow, 50mm2 | 6-Electrical | Length_150 | 236 | 0 | 0
6A-01-11410 | Electrical, Wires & Cables - Building Wires - THHN Wire, Stranded, Blue, 30mm2 | 6-Electrical | meter | 20 | 0 | 0
6A-01-1151 | Electrical, Wires & Cables - Building Wires - THHN Wire, Stranded, White, 250mm2 | 6-Electrical | Length | 164 | 0 | 0
6A-01-11510 | Electrical, Wires & Cables - Building Wires - THHN Wire, Stranded, White, 30mm2 | 6-Electrical | meter | 741 | 0 | 50
6A-01-11511 | Electrical, Wires & Cables - Building Wires - THHN Wire, Stranded, White, 22mm2 | 6-Electrical | Length_150 | 90 | 0 | 0
6A-01-11512 | Electrical, Wires & Cables - Building Wires - THHN Wire, Stranded, White, 14mm2 | 6-Electrical | meter | 2299 | 0 | 50
6A-01-11514 | Electrical, Wires & Cables - Building Wires - THHN Wire, Stranded, White, 5.5mm2 | 6-Electrical | Length_150 | 0 | 0 | 0
6A-01-11516 | Electrical, Wires & Cables - Building Wires - THHN Wire, Stranded, White, 2.0mm2 | 6-Electrical | meter | 779 | 0 | 750
6A-01-1153 | Electrical, Wires & Cables - Building Wires - THHN Wire, Stranded, White, 150mm2 | 6-Electrical | Length_150 | 47 | 0 | 0
6A-01-1154 | Electrical, Wires & Cables - Building Wires - THHN Wire, Stranded, White, 125mm2 | 6-Electrical | Length | 157 | 0 | 0
6A-01-1155 | Electrical, Wires & Cables - Building Wires - THHN Wire, Stranded, White, 100mm2 | 6-Electrical | Length_150 | 14 | 0 | 0
6A-01-1156 | Electrical, Wires & Cables - Building Wires - THHN Wire, Stranded, White, 80mm2 | 6-Electrical | Length | 517 | 0 | 0
6A-01-1157 | Electrical, Wires & Cables - Building Wires - THHN Wire, Stranded, White, 60mm2 | 6-Electrical | Length_150 | 8 | 0 | 0
6A-01-1158 | Electrical, Wires & Cables - Building Wires - THHN Wire, Stranded, White, 50mm2 | 6-Electrical | Length | 436 | 0 | 0
6A-01-11610 | Electrical, Wires & Cables - Building Wires - THHN Wire, Stranded, Green, 30mm2 | 6-Electrical | METER | 741 | 0 | 50
6A-01-11611 | Electrical, Wires & Cables - Building Wires - THHN Wire, Stranded, Green, 22mm2 | 6-Electrical | METER | 108 | 0 | 0
6A-01-11612 | Electrical, Wires & Cables - Building Wires - THHN Wire, Stranded, Green, 14mm2 | 6-Electrical | meter | 819 | 0 | 0
6A-01-11613 | Electrical, Wires & Cables - Building Wires - THHN Wire, Stranded, Green, 8.0mm2 | 6-Electrical | meter | 66 | 0 | 0
6A-01-11614 | Electrical, Wires & Cables - Building Wires - THHN Wire, Stranded, Green, 5.5mm2 | 6-Electrical | meter | 104 | 0 | 0
6A-01-11615 | Electrical, Wires & Cables - Building Wires - THHN Wire, Stranded, Green, 3.5mm2 | 6-Electrical | meter | 0 | 0 | 0
6A-01-11616 | Electrical, Wires & Cables - Building Wires - THHN Wire, Stranded, Green, 2.0mm2 | 6-Electrical | meter | 421 | 0 | 0
6A-01-12616 | Electrical, Wires & Cables - Building Wires - THHN Wire, Solid-Green 2.0mm | 6-Electrical | Length_150 | 300 | 0 | 0
6I-01-13205 | Electrical, Pipes & Fittings - Electrical Pipes - EMT Coupling, Screw Type, 3/4"Ã˜ | 6-Electrical | Piece | 17 | 0 | 0
6I-01-13206 | Electrical, Pipes & Fittings - Electrical Pipes - EMT Coupling, Screw Type, 1/2"Ã˜ | 6-Electrical | Piece | 9 | 0 | 0
6A-01-31010 | Electrical, Wires & Cables - Building Wires - Fire Rate Cable, Stranded, 30mm2 | 6-Electrical | Length | 798 | 0 | 0
6A-01-31017 | Electrical, Wires & Cables - Building Wires - Fire Rate Cable,Stranded-240mm2 | 6-Electrical | meter | 587 | 0 | 0
6A-01-3104 | Electrical, Wires & Cables - Building Wires - Fire Rate Cable, Stranded, 125mm2 | 6-Electrical | Length | 414 | 0 | 0
6A-01-3121 | Electrical, Wires & Cables - Building Wires - Fire Rate Cable, Stranded, 3 Core, 1.5mm2 (Orange) | 6-Electrical | Length | 539 | 0 | 0
6A-01-3123 | Electrical, Wires & Cables - Building Wires - Fire Rate Cable,Stranded-2 Core 22mm2 (Orange) | 6-Electrical | Length | 145 | 0 | 0
6A-01-5113 | Electrical, Wires & Cables - Building Wires - Royal Cord Wire, Stranded, 2 Core, 5.5mm2 | 6-Electrical | Length_75 | 3 | 0 | 0
6A-01-5114 | Electrical, Wires & Cables - Building Wires - Royal Cord Wire, Stranded, 2 Core, 3.5mm2 | 6-Electrical | METER | 0 | 0 | 0
6A-01-5115 | Electrical, Wires & Cables - Building Wires - Royal Cord Wire, Stranded, 2 Core, 2.0mm2 | 6-Electrical | METER | 8345 | 0 | 0
6A-01-5133 | Electrical, Wires & Cables - Building Wires - Royal Cord Wire, Stranded, 4 Core, 30mm2 | 6-Electrical | Length_75 | 38 | 0 | 0
6A-01-6112 | Electrical, Wires & Cables - Building Wires - TF Wire, Stranded, Single Core, 1.25mm2 | 6-Electrical | Length_150 | 2640 | 0 | 0
6A-01-7112 | Electrical, Wires & Cables - Building Wires - Flat Cord, Stranded, 2 Core, 3.5mm2 (WHITE) | 6-Electrical | METER | 296 | 0 | 0
6A-01-7114 | Electrical, Wires & Cables - Building Wires - Flat Cord, Stranded, 2 Core, 1.25mm2 | 6-Electrical | METER | 450 | 0 | 0
6A-02-1201 | Electrical, Wires & Cables - Power Cable - XLPE Cable, LTS PVC Black 100mm2 | 6-Electrical | Meter | 123 | 0 | 0
6A-03-1001 | Electrical, Wires & Cables - Communication Cable - UTP Cable, Cat5e | 6-Electrical | Box | 12 | 0 | 0
6A-03-1002 | Electrical, Wires & Cables - Communication Cable - UTP Cable, Cat6 | 6-Electrical | Box | 3 | 0 | 0
6A-03-4001 | Electrical, Wires & Cables - Communication Cable - Coaxial Cable, RG6 | 6-Electrical | METER | 4185 | 0 | 0
6A-03-5011 | Electrical, Wires & Cables - Communication Cable -Patch Cord, Yellow, 5ft | 6-Electrical | Piece | 115 | 0 | 0
6A-03-5012 | Electrical, Wires & Cables - Communication Cable -Patch Cord, Red, 5ft | 6-Electrical | Piece | 219 | 0 | 0
6A-03-5013 | Electrical, Wires & Cables - Communication Cable -Patch Cord, Blue, 7ft | 6-Electrical | Piece | 18 | 0 | 0
6A-03-5022 | Electrical, Wires & Cables - Communication Cable -Patch Cord, Red, 7ft | 6-Electrical | Piece | 29 | 0 | 0
6A-03-6001 | Electrical, Wires & Cables - Communication Cable -High Speed VGA Cable, 10M | 6-Electrical | Length_10 | 1 | 0 | 0
6B-01-1101 | Electrical, Wiring Devices - Power Outlet - Convenience Outlet, Flat Pin, 1 Gang, 16A | 6-Electrical | Set | 2 | 0 | 0
6B-01-1106 | Electrical, Wiring Devices - Power Outlet - Convenience Outlet,Flat Pin-1 Gang, 16A w/o plate | 6-Electrical | Piece | 8 | 0 | 0
6B-01-1107 | Electrical, Wiring Devices - Power Outlet - Convenience Outlet,Flat Pin-3 Gang, 16A plate only | 6-Electrical | Piece | 10 | 0 | 0
6B-01-1201 | Electrical, Wiring Devices - Power Outlet - Convenience Outlet, Universal, 1 Gang, 3 Prong, 16A | 6-Electrical | Set | 2 | 0 | 0
6B-01-1202 | Electrical, Wiring Devices - Power Outlet - Convenience Outlet, Universal, 2 Gang, 3 Prong, 16A | 6-Electrical | Set | 13 | 0 | 0
6B-01-1203 | Electrical, Wiring Devices - Power Outlet - Convenience Outlet, Universal, 2 Gang, 3 Prong, 16A (Weatherproof plate & over only) | 6-Electrical | Set | 16 | 0 | 0
6B-01-1204 | Electrical, Wiring Devices - Power Outlet - Convenience Outlet, Universal, 2 Gang, 3 Prong, 16A (Plate Cover Only) (Royu) | 6-Electrical | Piece | 59 | 0 | 0
6B-01-1205 | Electrical, Wiring Devices - Power Outlet - Convenience Outlet, Universal, 1 Gang, 3 Prong, 16A (Plate cover only) (Royu) | 6-Electrical | Set | 290 | 0 | 0
6B-01-2201 | Electrical, Wiring Devices - Power Outlet - Surface Outlet, Universal, 2 Gang, 3 Prong, 16A | 6-Electrical | Set | 20 | 0 | 0
6B-01-2204 | Electrical, Wiring Devices - Power Outlet - Surface Outlet,Universal-PDU 12gang w/ 3prong convenient oultet 10A 250V Black | 6-Electrical | Set | 2 | 0 | 0
6B-01-2205 | Electrical, Wiring Devices - Power Outlet - Surface Outlet,Universal-PDU 14gang w/ 3prong convenient oultet 10A 250V Black | 6-Electrical | Set | 1 | 0 | 0
6B-01-3001 | Electrical, Wiring Devices - Power Outlet - GFCI Outlet, 1 Gang, 3 Prong, 16A | 6-Electrical | Set | 1 | 0 | 0
6B-01-3002 | Electrical, Wiring Devices - Power Outlet - GFCI Outlet, 2 Gang, 3 Prong, 16A | 6-Electrical | Set | 3 | 0 | 0
6B-01-4201 | Electrical, Wiring Devices - Power Outlet - Aircon Outlet, Universal, 1 Gang, 3 Prong, 16A | 6-Electrical | Set | 48 | 0 | 0
6B-01-5112 | Electrical, Wiring Devices - Power Outlet - Twist Lock Outlet,Male & Female-1 Gang, 3 Prong,White, 30A | 6-Electrical | Set | 25 | 0 | 0
6B-01-5200 | Electrical, Wiring Devices - Power Outlet - Twist Lock Outlet,Male Plug only (Female black) | 6-Electrical | Piece | 15 | 0 | 0
6B-01-7102 | Electrical, Wiring Devices - Power Outlet - Floor Outlet, Pop-up, Universal, 2 Gang, 3 Prong, 16A | 6-Electrical | Set | 6 | 0 | 0
6B-01-8100 | Electrical, Wiring Devices - Power Outlet - Multi-purpose Socket, 1 gang [1041w-5] | 6-Electrical | Piece | 11 | 0 | 0
no item code | Male plug 1/2 | 6-Electrical | Piece | 97 | 0 | 0
6B-02-2001 | Electrical, Wiring Devices - Auxiliary Outlet - Telephone Outlet, 1 Gang | 6-Electrical | Piece | 16 | 0 | 0
6B-02-2002 | Electrical, Wiring Devices - Auxiliary Outlet - Telephone Outlet, 2 Gang | 6-Electrical | Piece | 4 | 0 | 0
6B-03-1001 | Electrical, Wiring Devices - Ligthing Switch - Switch, 1 Gang, 16A | 6-Electrical | Piece | 323 | 0 | 0
6B-03-1003 | Electrical, Wiring Devices - Ligthing Switch - Switch, 3 Gang, 16A | 6-Electrical | Piece | 1 | 0 | 0
6B-03-2002 | Electrical, Wiring Devices - Ligthing Switch - Switch, 3 Way, 2 Gang, 16A | 6-Electrical | Piece | 15 | 0 | 0
6B-05-3101 | Electrical, Wiring Devices - Wiring Accessories -VGA Cable Male Plug 10mm | 6-Electrical | Piece | 3 | 0 | 0
6B-05-3201 | Electrical, Wiring Devices - Wiring Accessories - Plastic Socket, 4A 250v | 6-Electrical | Piece | 5 | 0 | 0
6B-05-3300 | Electrical, Wiring Devices - Wiring Accessories -Weather Proof Socket Lamp | 6-Electrical | Piece | 5 | 0 | 0
6B-06-1600 | Electrical, Wiring Devices - Contactor - Magnetic Contactor, 220v | 6-Electrical | Piece | 2 | 1 | 0
6B-07-4100 | Electrical, Wiring Devices - Relays - Thermal Overload Relay, TRN2/3 | 6-Electrical | Piece | 3 | 0 | 0
6B-07-5100 | Electrical, Wiring Devices - Relays - Thermal Overload Relay, 32-42A | 6-Electrical | Piece | 5 | 0 | 0
6B-08-1112 | Electrical, Wiring Devices - Electric Meter - KWHR Meter, Odometer Type, 1Ã˜, 2 Wire, 200A | 6-Electrical | Piece | 1 | 0 | 0
6B-08-1212 | Electrical, Wiring Devices - Electric Meter - KWHR Meter, Digital Type, 3Ã˜, 3 Wire, 200A | 6-Electrical | Piece | 0 | 0 | 0
6B-09-1005 | Electrical, Wiring Devices - Transformer - Current Transformer, 0.72/2.5 KV 400A, 50/60Hz | 6-Electrical | Piece | 27 | 0 | 0
6B-09-4001 | Electrical, Wiring Devices - Transformer - ElectronicTransformer, 60W | 6-Electrical | Piece | 4 | 0 | 0
no item code | QUICK DISCHARGE CONNECTOR FOR SUBMERSIBLE PUMP | 6-Electrical | Piece | 6 | 0 | 0
6B-12-4010 | Electrical, Wiring Devices - Devices, Instrument - Floating Control of Electric Pump [FSK-2] | 6-Electrical | Piece | 2 | 0 | 0
6C-01-1121 | Electrical, Boxes & Gutters - Boxes, Metal - Junction Box, Metal, w/ cover, 4 x 4, , Gauge 16 | 6-Electrical | Piece | 1879 | 0 | 0
6C-01-1131 | Electrical, Boxes & Gutters - Boxes, Metal - Junction Box, Metal, Cover Only, 4 x 4, , Gauge 16 | 6-Electrical | Piece | 37 | 0 | 0
6C-01-2111 | Electrical, Boxes & Gutters - Boxes, Metal - Utility Box, Metal, w/o cover, 2 x 4, Gauge 16 | 6-Electrical | Piece | 8 | 0 | 0
6C-01-2121 | Electrical, Boxes & Gutters - Boxes, Metal - Utility Box, Metal, w/ cover, 2 x 4, Gauge 16 | 6-Electrical | Piece | 21 | 0 | 0
6C-01-2131 | Electrical, Boxes & Gutters - Boxes, Metal - Utility Box, Metal, Cover only, 2 x 4, Gauge 16 | 6-Electrical | Piece | 535 | 0 | 0
6C-01-3111 | Electrical, Boxes & Gutters - Boxes, Metal - Square Box, Metal, w/o cover, 4 x 11/16", Gauge 16 | 6-Electrical | Piece | 400 | 0 | 0
6C-01-3121 | Electrical, Boxes & Gutters - Boxes, Metal - Square Box, Metal, w/ cover, 4 x 11/16", Gauge 16 | 6-Electrical | Piece | 17 | 0 | 0
6C-01-3131 | Electrical, Boxes & Gutters - Boxes, Metal - Square Box, Metal, Cover only, 4 x 11/16", Gauge 16 | 6-Electrical | Piece | 108 | 0 | 0
6C-01-3132 | Electrical, Boxes & Gutters - Boxes, Metal - Square Box,Metal-Cover only4 x 11/16", Gauge 22 | 6-Electrical | Piece | 85 | 0 | 0
6C-01-4101 | Electrical, Boxes & Gutters - Boxes, Metal - Pull box, NEMA 1, 8" x 8" x 4" (200mm x 200mm x 100mm), Gauge 16 | 6-Electrical | Piece | 3 | 0 | 0
6C-01-41010 | Electrical, Boxes & Gutters - Boxes, Metal - Pull box, NEMA 1, 16" x 16" x 6" (400mm x 400mm x 150mm), Gauge 16 | 6-Electrical | Piece | 8 | 0 | 0
6C-01-41011 | Electrical, Boxes & Gutters - Boxes, Metal - Pull box, NEMA 1, 16" x 16" x 8" (400mm x 400mm x 200mm), Gauge 16 | 6-Electrical | Piece | 2 | 0 | 0
6C-01-41013 | Electrical, Boxes & Gutters - Boxes, Metal - Pull box, NEMA 1, 20" x 20" x 8" (500mm x 500mm x 200mm), Gauge 16 | 6-Electrical | Piece | 2 | 0 | 0
6C-01-41015 | Electrical, Boxes & Gutters - Boxes, Metal - Pull box, NEMA 1, 24" x 24" x 12" (600mm x 600mm x 300mm), Gauge 16 | 6-Electrical | Piece | 3 | 0 | 0
6C-01-41016 | Electrical, Boxes & Gutters - Boxes, Metal - Pull box, NEMA 1, 28" x 4" x 8" (700mm x 100mm x 200mm), Gauge 16 | 6-Electrical | Piece | 1 | 0 | 0
6C-01-41018 | Electrical, Boxes & Gutters - Boxes, Metal - Pull box,NEMA 1-20" x 20" x6" (500mm x 500mm x150mm), Gauge 16 | 6-Electrical | Piece | 2 | 0 | 0
6C-01-41019 | Electrical, Boxes & Gutters - Boxes, Metal - Pull box,NEMA 1-20" x 20" x10" (500mm x 500mm x250mm), Gauge 16 | 6-Electrical | Piece | 3 | 0 | 0
6C-01-4102 | Electrical, Boxes & Gutters - Boxes, Metal - Pull box, NEMA 1, 8" x 8" x 6" (200mm x 200mm x 150mm), Gauge 16 | 6-Electrical | Piece | 2 | 0 | 0
6C-01-41020 | Electrical, Boxes & Gutters - Boxes, Metal - Pull box,NEMA 1-(650mm x 650mm x400mm), Gauge 16 | 6-Electrical | Piece | 2 | 0 | 0
6C-01-41021 | Electrical, Boxes & Gutters - Boxes, Metal - Pull box,NEMA 1-(800mm x 800mm x400mm), Gauge 16 | 6-Electrical | Piece | 1 | 0 | 0
6C-01-41022 | Electrical, Boxes & Gutters - Boxes, Metal - Pull box,NEMA 1-4" x 4" x 4" (100mm x 100mm x 50mm), Gauge 16 | 6-Electrical | Piece | 3 | 0 | 0
6C-01-41023 | Electrical, Boxeses & Gutters - Boxeses, Metal - Pull Boxes,NEMA 1- 700mm x 700mm x 300mm, Gauge 16 | 6-Electrical | Piece | 7 | 0 | 0
6C-01-4107 | Electrical, Boxes & Gutters - Boxes, Metal - Pull box, NEMA 1, 12" x 12" x8" (300mm x 300mm x 200mm) , Gauge 16 | 6-Electrical | Piece | 1 | 0 | 0
6C-01-42014 | Electrical, Boxes & Gutters - Boxes, Metal - Pull box, NEMA 3R, 24" x 24" x 8" (600mm x 600mm x 200mm), Gauge 16 | 6-Electrical | Piece | 3 | 0 | 0
6C-02-1111 | Electrical, Boxes & Gutters - Boxes, PVC - Junction Box, PVC, w/o cover, 4 x 4 | 6-Electrical | Piece | 0 | 0 | 0
6C-02-1121 | Electrical, Boxes & Gutters - Boxes, PVC - Junction Box, PVC, w/ cover, 4 x 4 | 6-Electrical | Piece | 137 | 0 | 0
6C-02-1131 | Electrical, Boxes & Gutters - Boxes, PVC - Junction Box, PVC, Cover only, 4 x 4 | 6-Electrical | Piece | 26 | 0 | 0
6C-02-2112 | Electrical, Boxes & Gutters - Boxes, PVC - Utility Box, PVC, w/o cover, 2 x 4 | 6-Electrical | Piece | 14 | 0 | 0
6C-02-2122 | Electrical, Boxes & Gutters - Boxes, PVC - Utility Box, PVC, w/ cover, 2 x 4 | 6-Electrical | Piece | 4079 | 0 | 0
6C-02-3113 | Electrical, Boxes & Gutters - Boxes, PVC - Square Box, PVC, w/o cover, 4 x 11/16" | 6-Electrical | Piece | 5 | 0 | 0
6C-02-3123 | Electrical, Boxes & Gutters - Boxes, PVC - Square Box, PVC, w/ cover, 4 x 11/16" | 6-Electrical | Piece | 384 | 0 | 0
6C-02-5001 | Electrical, Boxes & Gutters - Boxes, PVC - Plastic Floor Box,100mm x 100m x 6mm | 6-Electrical | Piece | 6 | 0 | 0
6C-06-0002 | Electrical, Boxes & Gutters - Plate PVC cover 4x4 (USED) | 6-Electrical | Piece | 1188 | 0 | 0
6D-01-1111 | Electrical, Terminal Lugs & Connectors - Terminal Lugs - Terminal Lugs, Crimp Type, Short Barrel, 1 Hole, 250mm2 | 6-Electrical | Piece | 4 | 0 | 0
6D-01-11110 | Electrical, Terminal Lugs & Connectors - Terminal Lugs - Terminal Lugs, Crimp Type, Short Barrel, 1 Hole, 30mm2 | 6-Electrical | Piece | 6 | 0 | 0
6D-01-11112 | Electrical, Terminal Lugs & Connectors - Terminal Lugs - Terminal Lugs, Crimp Type, Short Barrel, 1 Hole, 14mm2 | 6-Electrical | Piece | 535 | 0 | 0
6D-01-11113 | Electrical, Terminal Lugs & Connectors - Terminal Lugs - Terminal Lugs, Crimp Type, Short Barrel, 1 Hole, 8.0mm2 | 6-Electrical | Piece | 290 | 0 | 0
6D-01-11115 | Electrical, Terminal Lugs & Connectors - Terminal Lugs - Terminal Lugs, Crimp Type, Short Barrel, 1 Hole, 3.5mm2 | 6-Electrical | Piece | 133 | 0 | 0
6D-01-11117 | Electrical, Terminal Lugs & Connectors - Terminal Lugs - Terminal Lugs, Crimp Type,Short Barrel-1 Hole400mm2 | 6-Electrical | Piece | 7 | 0 | 0
6D-01-1112 | Electrical, Terminal Lugs & Connectors - Terminal Lugs - Terminal Lugs, Crimp Type, Short Barrel, 1 Hole, 200mm2 | 6-Electrical | Piece | 36 | 0 | 0
6D-01-1113 | Electrical, Terminal Lugs & Connectors - Terminal Lugs - Terminal Lugs, Crimp Type, Short Barrel, 1 Hole, 150mm2 | 6-Electrical | Piece | 5 | 0 | 0
6D-01-1114 | Electrical, Terminal Lugs & Connectors - Terminal Lugs - Terminal Lugs, Crimp Type, Short Barrel, 1 Hole, 125mm2 | 6-Electrical | Piece | 166 | 0 | 0
6D-01-1115 | Electrical, Terminal Lugs & Connectors - Terminal Lugs - Terminal Lugs, Crimp Type, Short Barrel, 1 Hole, 100mm2 | 6-Electrical | Piece | 76 | 0 | 0
6D-01-1116 | Electrical, Terminal Lugs & Connectors - Terminal Lugs - Terminal Lugs, Crimp Type, Short Barrel, 1 Hole, 80mm2 | 6-Electrical | Piece | 25 | 0 | 0
6D-01-1117 | Electrical, Terminal Lugs & Connectors - Terminal Lugs - Terminal Lugs, Crimp Type, Short Barrel, 1 Hole, 60mm2 | 6-Electrical | Piece | 41 | 0 | 0
6D-01-1118 | Electrical, Terminal Lugs & Connectors - Terminal Lugs - Terminal Lugs, Crimp Type, Short Barrel, 1 Hole, 50mm2 | 6-Electrical | Piece | 44 | 0 | 0
6D-01-1122 | Electrical, Terminal Lugs & Connectors - Terminal Lugs - Terminal Lugs, Crimp Type,Short Barrel-2 Hole240mm2 | 6-Electrical | Piece | 12 | 0 | 0
6D-01-1123 | Electrical, Terminal Lugs & Connectors - Terminal Lugs - Terminal Lugs, Crimp Type,Short Barrel-2 Hole50mm2 | 6-Electrical | Piece | 23 | 0 | 0
6D-01-12110 | Electrical, Terminal Lugs & Connectors - Terminal Lugs - Terminal Lugs, Crimp Type, Long Barrel, 1 Hole, 30mm2 | 6-Electrical | Piece | 62 | 0 | 0
6D-01-12111 | Electrical, Terminal Lugs & Connectors - Terminal Lugs - Terminal Lugs, Crimp Type, Long Barrel, 1 Hole, 22mm2 | 6-Electrical | Piece | 74 | 0 | 0
6D-01-12112 | Electrical, Terminal Lugs & Connectors - Terminal Lugs - Terminal Lugs, Crimp Type,Long Barrel-1 Hole14mm2 | 6-Electrical | Piece | 306 | 0 | 0
6D-01-1212 | Electrical, Terminal Lugs & Connectors - Terminal Lugs - Terminal Lugs, Crimp Type, Long Barrel, 1 Hole, 200mm2 | 6-Electrical | Piece | 31 | 0 | 0
6D-01-1215 | Electrical, Terminal Lugs & Connectors - Terminal Lugs - Terminal Lugs, Crimp Type, Long Barrel, 1 Hole, 100mm2 | 6-Electrical | Piece | 9 | 0 | 0
6D-01-1218 | Electrical, Terminal Lugs & Connectors - Terminal Lugs - Terminal Lugs, Crimp Type, Long Barrel, 1 Hole, 50mm2 | 6-Electrical | Piece | 187 | 0 | 0
6D-01-1221 | Electrical, Terminal Lugs & Connectors - Terminal Lugs - Terminal Lugs, Crimp Type, Long Barrel, 2 Hole, 250mm2 | 6-Electrical | Piece | 129 | 0 | 0
6D-01-1224 | Electrical, Terminal Lugs & Connectors - Terminal Lugs - Terminal Lugs, Crimp Type, Long Barrel, 2 Hole, 125mm2 | 6-Electrical | Piece | 294 | 0 | 0
6D-01-3101 | Electrical, Terminal Lugs & Connectors - Terminal Lugs -Allen Type Terminal Lugs, 550 IN/LBS 250mm² | 6-Electrical | Piece | 11 | 0 | 0
6D-01-3102 | Electrical, Terminal Lugs & Connectors - Terminal Lugs -Allen Type Terminal Lugs, AL9CM 30mm² | 6-Electrical | Piece | 14 | 0 | 0
6D-01-3103 | Electrical, Terminal Lugs & Connectors - Terminal Lugs -Allen Type Terminal Lugs, 250 MCM 125mm² | 6-Electrical | Piece | 12 | 0 | 0
6D-02-10012 | Electrical, Terminal Lugs & Connectors - Connector - Butt Connector, 14mm2 | 6-Electrical | Piece | 225 | 0 | 0
6D-02-1006 | Electrical, Terminal Lugs & Connectors - Connector - Butt Connector, 80mm2 | 6-Electrical | Piece | 5 | 0 | 0
6D-02-1008 | Electrical, Terminal Lugs & Connectors - Connector - Butt Connector, 50mm2 | 6-Electrical | Piece | 7 | 0 | 0
6D-02-4100 | Electrical, Terminal Lugs & Connectors - Connector - Cooper Power System MOVE Dead Pront 10kv Arester Elbow 15kv Class 8.3/14.4kv Interface with Grounding Lead, Cooper | 6-Electrical | Piece | 6 | 0 | 0
6D-02-4200 | Electrical, Terminal Lugs & Connectors - Connector - Load-Break Elbow 15kv class 200A, Cooper | 6-Electrical | Piece | 6 | 0 | 0
6D-03-1104 | Electrical, Terminal Lugs & Connectors - Busbar - Busbar, Copper, 1 1/2" x 11 1/2" x 10mm 5holes | 6-Electrical | Piece | 6 | 0 | 0
6E-01-1001 | Electrical, Hanger & Supports - Pipes Supports - Unistrut Channel, 2 x 2 x 3m | 6-Electrical | Length | 135 | 0 | 0
6E-01-1002 | Electrical, Hanger & Supports - Pipes Supports - Unistrut Channel, 1-1/2 x 1-1/2 x 8 | 6-Electrical | Length | 0 | 0 | 0
6E-01-2001 | Electrical, Hanger & Supports - Pipes Supports - Unstrut Clamp, 4" | 6-Electrical | Piece | 32 | 0 | 0
6E-01-20010 | Electrical, Hanger & Supports - Pipes Supports - Unstrut Clamp, 1/2" | 6-Electrical | Piece | 0 | 0 | 0
6E-01-2002 | Electrical, Hanger & Supports - Pipes Supports - Unstrut Clamp, 3 1/2" | 6-Electrical | Piece | 411 | 0 | 0
6E-01-2003 | Electrical, Hanger & Supports - Pipes Supports - Unstrut Clamp, 3" | 6-Electrical | Piece | 90 | 0 | 0
6E-01-2004 | Electrical, Hanger & Supports - Pipes Supports - Unstrut Clamp, 2 1/2" | 6-Electrical | Piece | 436 | 0 | 0
6E-01-2005 | Electrical, Hanger & Supports - Pipes Supports - Unstrut Clamp, 2" | 6-Electrical | Piece | 845 | 0 | 0
6E-01-2006 | Electrical, Hanger & Supports - Pipes Supports - Unstrut Clamp, 1 1/2" | 6-Electrical | Piece | 42 | 0 | 0
6E-01-2007 | Electrical, Hanger & Supports - Pipes Supports - Unstrut Clamp, 1 1/4" | 6-Electrical | Piece | 79 | 0 | 0
6E-01-2008 | Electrical, Hanger & Supports - Pipes Supports - Unstrut Clamp, 1" | 6-Electrical | Piece | 2038 | 0 | 0
6E-01-2009 | Electrical, Hanger & Supports - Pipes Supports - Unstrut Clamp, 3/4" | 6-Electrical | Piece | 162 | 0 | 0
6E-01-4114 | Electrical, Hanger & Supports - Pipes Supports - Conduit Clamp, MI, 1 Hole, 1" | 6-Electrical | Piece | 35 | 0 | 0
6E-01-4211 | Electrical, Hanger & Supports - Pipes Supports - Conduit Clamp, Steel, 1 Hole, 2" | 6-Electrical | Piece | 92 | 0 | 0
6E-01-4213 | Electrical, Hanger & Supports - Pipes Supports - Conduit Clamp, Steel, 1 Hole, 1 1/4" | 6-Electrical | Piece | 45 | 0 | 0
6E-01-4214 | Electrical, Hanger & Supports - Pipes Supports - Conduit Clamp, Steel, 1 Hole, 1" | 6-Electrical | Piece | 500 | 0 | 0
6E-01-4215 | Electrical, Hanger & Supports - Pipes Supports - Conduit Clamp, Steel, 1 Hole, 3/4" | 6-Electrical | Piece | 345 | 0 | 0
6E-01-4216 | Electrical, Hanger & Supports - Pipes Supports - Conduit Clamp, Steel, 1 Hole, 1/2" | 6-Electrical | Piece | 975 | 0 | 0
6E-01-42210 | Electrical, Hanger & Supports - Pipes Supports - Conduit Clamp, Steel, 2 Hole, 1/2" | 6-Electrical | Piece | 318 | 0 | 0
6E-01-5001 | Electrical, Hanger & Supports - Pipes Supports - Service Entrance Cap - 4" | 6-Electrical | Piece | 2 | 0 | 0
6E-02-1023 | Electrical, Hanger & Supports - Wire Supports - Cable Tray, Ladder Type, w/ cover, 400 x 100 x 2400mm | 6-Electrical | Piece | 7 | 0 | 0
6E-02-1102 | Electrical, Hanger & Supports - Wire Supports - Cable Tray, Ladder Type, Perforated, 250 x 150 x 2400mm | 6-Electrical | Length_2.4 | 1 | 0 | 0
6E-02-1103 | Electrical, Hanger & Supports - Wire Supports - Cable Tray, Ladder Type, Perforated, 300 x 150 x 2400mm | 6-Electrical | Length_2.4 | 9 | 0 | 0
6E-02-20114 | Electrical, Hanger & Supports - Wire Supports - Cable Tray, Horizontal Elbow, w/ Cover & Connector, 400 x 150mm | 6-Electrical | Piece | 1 | 0 | 0
6E-02-20116 | Electrical, Hanger & Supports - Wire Supports - Cable Tray, Horizontal Elbow, w/ Cover & Connector, 500 x 150mm | 6-Electrical | Piece | 14 | 0 | 0
6E-02-5111 | Electrical, Hanger & Supports - Wire Supports - Secondary Rack, with Insulator, Heavy Duty, 1 Spool | 6-Electrical | Piece | 6 | 0 | 0
6E-02-5113 | Electrical, Hanger & Supports - Wire Supports - Secondary Rack, with Insulator, Heavy Duty, 3 Spool | 6-Electrical | Piece | 56 | 0 | 0
6E-02-6002 | Electrical, Hanger & Supports - Wire Supports - Cable Tray, Coupliing, 300mm x 200mm x 150mm | 6-Electrical | Piece | 11 | 0 | 0
6E-02-6103 | Electrical, Hanger & Supports - Wire Supports - Cable Tray, Coupling, Peforated, 300 x 150mm | 6-Electrical | Piece | 3 | 0 | 0
6E-02-6101 | Electrical, Hanger & Supports - Wire Supports - Cable Tray, Coupling, Peforated, 600 x 150mm | 6-Electrical | Piece | 9 | 0 | 0
6E-02-6104 | Electrical, Hanger & Supports - Wire Supports - Cable Tray, Coupling, Peforated, 200 x 100mm | 6-Electrical | Piece | 84 | 0 | 0
6E-02-6105 | Electrical, Hanger & Supports - Wire Supports - Cable Tray, Coupling, Peforated, 100 x 100mm | 6-Electrical | Piece | 21 | 0 | 0
6E-02-7002 | Electrical, Hanger & Supports - Wire Supports - Cable Tray,Cover, 200mm x 1/2 x 8 | 6-Electrical | Piece | 17 | 0 | 0
6E-02-7003 | Electrical, Hanger & Supports - Wire Supports - Cable Tray,Cover, 100mm x 1/2 x 8 | 6-Electrical | Piece | 18 | 0 | 0
6E-02-7004 | Electrical, Hanger & Supports - Wire Supports - Cable Tray,Cover, 300mm x 1/2 x 8 | 6-Electrical | Piece | 14 | 0 | 0
6E-02-8001 | Electrical, Hanger & Supports - Wire Supports - Cable Tray,Plain, 400mm x 100mm x 8'' | 6-Electrical | Assembly | 3 | 0 | 0
6F-01-1001 | Electrical, Grounding and Lightning Protection - Grounding Accessories - Copper Ground Rod, 1/2" x 3m | 6-Electrical | Piece | 146 | 0 | 0
6F-01-1002 | Electrical, Grounding and Lightning Protection - Grounding Accessories - Copper Ground Rod, 5/8" x 3m | 6-Electrical | Piece | 4 | 0 | 0
6F-01-1003 | Electrical, Grounding and Lightning Protection - Grounding Accessories - Copper Ground Rod, 3/4" x 3m | 6-Electrical | Piece | 67 | 0 | 0
6F-01-3001 | Electrical, Grounding and Lightning Protection - Grounding Accessories - Copper Ground Rod Clamp, 1/2" | 6-Electrical | Piece | 11 | 0 | 0
6F-01-3003 | Electrical, Grounding and Lightning Protection - Grounding Accessories - Copper Ground Rod Clamp, 3/4" (Metal) | 6-Electrical | Piece | 7 | 0 | 0
6F-01-4001 | Electrical, Grounding and Lightning Protection - Grounding Accessories - Cadweld Powder, 115 | 6-Electrical | Piece | 5 | 0 | 0
6F-01-4002 | Electrical, Grounding and Lightning Protection - Grounding Accessories - Cadweld Powder, 150 | 6-Electrical | Piece | 6 | 0 | 0
6F-01-4003 | Electrical, Grounding and Lightning Protection - Grounding Accessories - Cadweld Powder, 200 | 6-Electrical | Piece | 7 | 0 | 0
6F-01-4007 | Electrical, Grounding and Lightning Protection - Grounding Accessories - Kuweld Metal Powder #200 | 6-Electrical | Piece | 22 | 0 | 0
6F-01-4008 | Electrical, Grounding and Lightning Protection - Grounding Accessories - Kuweld Metal Powder #150 ( Blue and Red) | 6-Electrical | Piece | 35 | 0 | 0
6F-01-5200 | Electrical, Grounding and Lightning Protection - Grounding Accessories - Exoweld Mold Sealer | 6-Electrical | Piece | 2 | 0 | 0
6G-01-1019 | Electrical, Lightning Fixtures - Bulb - CFL Bulb, Daylight, 18W | 6-Electrical | Piece | 16 | 0 | 0
6G-01-10211 | Electrical, Lightning Fixtures - Bulb - CFL Bulb, Warm White, 20W | 6-Electrical | Piece | 19 | 0 | 0
6G-01-10213 | Electrical, Lightning Fixtures - Bulb - CFL Bulb, Warm White, 24W | 6-Electrical | Piece | 3 | 0 | 0
6G-01-10214 | Electrical, Lightning Fixtures - Bulb - CFL Bulb, Warm White, 25W | 6-Electrical | Piece | 11 | 0 | 0
6G-01-1026 | Electrical, Lightning Fixtures - Bulb - CFL Bulb, Warm White, 14W | 6-Electrical | Piece | 53 | 0 | 0
6G-01-1111 | Electrical, Lighting Fixtures - Bulb - CFL Bulb,Tornado bulb E27 Warm White12W | 6-Electrical | Piece | 29 | 0 | 0
6G-01-2022 | Electrical, Lightning Fixtures - Bulb - ESL Bulb, Warm White, 14W | 6-Electrical | Piece | 0 | 0 | 0
6G-01-2051 | Electrical, Lighting Fixtures - Bulb - LED Bulb, Wattage: 5w, input voltage: 220-240v/60Hz, base: GU10, Lumen: 450Lm, Color temp: warm white, Kelvin: 3000k, Beam angle: 36 degree: Dimension: 50mmØ x H53mm, Dimming range: non dimmable | 6-Electrical | Piece | 6 | 0 | 0
6G-01-2210 | Electrical, Lighting Fixtures - Bulb - LED Bulb,Miniature,I-LED 1819-99216 | 6-Electrical | Piece | 17 | 0 | 0
6G-01-3009 | Electrical, Lightning Fixtures - Bulb - LED Bulb,- alogen E03-1 w/3w- LED WW 220v | 6-Electrical | Piece | 63 | 0 | 0
6G-01-4103 | Electrical, Lightning Fixtures - Bulb - Halogen Bulb, 12V, Dichroic Reflector Type, 50W | 6-Electrical | Piece | 1 | 0 | 0
6G-01-4202 | Electrical, Lightning Fixtures - Bulb - Halogen Bulb, 220V, Dichroic Reflector Type, 50W | 6-Electrical | Piece | 2 | 0 | 0
6G-01-5113 | Electrical, Lightning Fixtures - Bulb - Metal Halide Bulb, Tubular Lamp, Cool White, 250W | 6-Electrical | Piece | 118 | 0 | 0
6G-01-5114 | Electrical, Lightning Fixtures - Bulb - Metal Halide Bulb, Tubular Lamp, Cool White, 400W | 6-Electrical | Piece | 121 | 0 | 0
6G-02-2103 | Electrical, Lightning Fixtures - Floodlight - Halogen Floodlight, R7s Lamp Base, 500W | 6-Electrical | Piece | 5 | 0 | 0
6G-02-3101 | Electrical, Lightning Fixtures - Floodlight - Metal Halide Floodlight, E27 Lamp Base, Neptune Series, Tubular Type, 70W | 6-Electrical | Piece | 2 | 0 | 0
6G-02-3204 | Electrical, Lightning Fixtures - Floodlight - Metal Halide Floodlight, E40 Lamp Base, Tubular Type, 400W | 6-Electrical | Set | 0 | 0 | 0
6G-02-3402 | Electrical, Lightning Fixtures - Floodlight - Metal Halide Floodlight, E40 Lamp Base, Venus Series, Tubular Type, 400W | 6-Electrical | Set | 2 | 0 | 0
6G-03-1013 | Electrical, Lightning Fixtures - Tube - Fluorescent Tube T5, Daylight, 21W | 6-Electrical | Piece | 0 | 0 | 0
6G-03-1021 | Electrical, Lightning Fixtures - Tube - Fluorescent Tube T5, Cool White, 14W | 6-Electrical | Piece | 0 | 0 | 0
6G-03-2034 | Electrical, Lightning Fixtures - Tube - Fluorescent Tube T8, Warm White, 28W | 6-Electrical | Piece | 56 | 0 | 0
6G-03-2045 | Electrical, Lighting Fixtures - Tube - Fluorescent Tube T8, Daylight, 36W | 6-Electrical | Piece | 0 | 0 | 0
6G-03-4013 | Electrical, Lightning Fixtures - Tube - Fluorescent Tube T8 LED,-Daylight16W | 6-Electrical | Piece | 11 | 0 | 0
6G-03-4023 | Electrical, Lightning Fixtures - Tube - Fluorescent Tube T8 LED, Warm White, 16W | 6-Electrical | Piece | 12 | 0 | 0
6G-04-4002 | Electrical, Lighting Fixtures - Ballast - Metal Halide, 400W | 6-Electrical | Piece | 7 | 0 | 0
6G-05-3001 | Electrical, Lightning Fixtures - Starter - Fluorescent Starter, 4-65W | 6-Electrical | Piece | 67 | 0 | 0
6G-06-1101 | Electrical, Lightning Fixtures - Indoor Fixtures - Louver Housing,Industrial Type with Aluminum Reflector-2x40W | 6-Electrical | Piece | 1 | 0 | 0
6G-06-1102 | Electrical, Lightning Fixtures - Indoor Fixtures - Louver Housing,Industrial Type with Aluminum Reflector-2x40W (6''x 4ft) | 6-Electrical | Set | 37 | 0 | 0
6G-06-1103 | Electrical, Lightning Fixtures - Indoor Fixtures - Louver Housing,Industrial Type with Aluminum Reflector-2x40W ( 4-1/2x 4ft) | 6-Electrical | Set | 9 | 0 | 0
6G-06-1204 | Electrical, Lightning Fixtures - Indoor Fixtures - Louver Housing,Recessed Type with Aluminum Reflector- 2x40W | 6-Electrical | Piece | 0 | 0 | 0
6G-06-1212 | Electrical, Lightning Fixtures - Indoor Fixtures - Louver Housing, Recessed Type with Aluminum Reflector, with Ballast & Starter only, 1x40W | 6-Electrical | Set | 1 | 0 | 0
6G-06-2010 | Electrical, Lightning Fixtures - Indoor Fixtures - Downlight Housing, 146mmx157mm | 6-Electrical | Piece | 1 | 0 | 0
6G-06-2111 | Electrical, Lightning Fixtures - Indoor Fixtures - Downlight Housing, Vertical Recessed Type, Circular, 4"Ã˜, for E27 Bulb (housing only) | 6-Electrical | Set | 4 | 0 | 0
6G-06-2400 | Electrical, Lightning Fixtures - Indoor Fixtures - Downlight Housing, Circular Lamp 6581 E-27 | 6-Electrical | Piece | 1 | 0 | 0
6G-06-2410 | Electrical, Lightning Fixtures - Indoor Fixtures - Downlight Housing, Square Type, 190mmx136mm | 6-Electrical | Piece | 2 | 0 | 0
6G-06-2411 | Electrical, Lightning Fixtures - Indoor Fixtures - Downlight Housing, Fitlamp: GU10, Max watt: 12w LED, Voltage range: 220-240V/60Hz, Matl: Aluminum, Color: White, Reflector: Silver, Dimension: 73Øx120mm, IP rating: IP20 (Bulb not included), Model #S | 6-Electrical | Piece | 6 | 0 | 0
6G-06-2500 | Electrical, Lightning Fixtures - Indoor Fixtures - Downlight Housing, Light | 6-Electrical | Piece | 6 | 0 | 0
6G-06-2600 | Electrical, Lightning Fixtures - Indoor Fixtures - Downlight Housing, 7" for Pinlight | 6-Electrical | Piece | 17 | 0 | 0
6G-06-2700 | Electrical, Lightning Fixtures - Indoor Fixtures - Downlight Housing, Square Horizontal Recessed Type w/ Full Frosted Glass 2 x E27 Code: FD 476 WH6 6" (WHITE) | 6-Electrical | Set | 52 | 0 | 0
6G-06-3100 | Electrical, Lightning Fixtures - Indoor Fixtures - Strip Light, Colorsled flexible linear nms1020-8ww48n50ms5000 | 6-Electrical | Set | 12 | 0 | 0
6G-06-3200 | Electrical, Lightning Fixtures - Indoor Fixtures - Strip Light, Colorsled flexible linear nms1020-8ww48n50ms5000[w/out end cap] | 6-Electrical | Set | 1 | 0 | 0
6G-06-7032 | Electrical, Lighting Fixtures - Indoor Fixtures - Wall Washer Round Ceiling Recessed-Mounted Luminaires (WW) Model: V68W-6B935RW1M-X, Wattage: 13W, Beam: WW, CCT: 3500K, Driver: DALI, Brand: G-Licht EN | 6-Electrical | Piece | 8 | 0 | 0
6G-07-2104 | Electrical, Lightning Fixtures - Indoor Luminaires - Fluorescent Lamp, T5, Batten, 28W | 6-Electrical | Set | 9 | 0 | 0
6G-07-2105 | Electrical, Lightning Fixtures - Indoor Luminaires - Fluorescent Lamp, T5,Batten-21W | 6-Electrical | Set | 1 | 0 | 0
6G-07-2110 | Electrical, Lighting Fixtures - Indoor Luminaires - Fluorescent Lamp, T5 I-LED 98496 | 6-Electrical | Piece | 6 | 0 | 0
6G-07-2111 | Electrical, Lightning Fixtures - Indoor Luminaires - Fluorescent Lamp, T5,Batten, Warm White-14W | 6-Electrical | Set | 133 | 0 | 0
6G-07-2114 | Electrical, Lightning Fixtures - Indoor Luminaires - Fluorescent Lamp, T5,Batten, Coll Daylight-28W | 6-Electrical | Set | 0 | 0 | 0
6G-07-2120 | Electrical, Lightning Fixtures - Indoor Luminaires - Fluorescent Lamp, T5,Batten, Hoising only for 28W | 6-Electrical | Set | 36 | 0 | 0
6G-07-2121 | Electrical, Lightning Fixtures - Indoor Luminaires - Fluorescent Lamp, T5,Batten, Daylight-14W (Cool White) | 6-Electrical | Set | 27 | 0 | 0
6G-07-2130 | Electrical, Lightning Fixtures - Indoor Luminaires - Fluorescent Lamp, T5,Batten, Hoising only for 21W | 6-Electrical | Set | 2 | 0 | 0
6G-07-3024 | Electrical, Lightning Fixtures - Indoor Luminaires - Downlight, LED, Warm White, 9W | 6-Electrical | SET | 9 | 0 | 0
6G-07-3041 | Electrical, Lighting Fixtures - Indoor Luminaires - Downlight, VM8-F310L (10W) - 3500K; Bridgelux; Diffuser Black | 6-Electrical | Piece | 8 | 0 | 0
6G-07-3061 | Electrical, Lighting Fixtures - Indoor Luminaires - Downlight, VM8-F310L (10W) - 3000K; Bridgelux; Diffuser White | 6-Electrical | Piece | 5 | 0 | 0
6G-07-3131 | Electrical, Lighting Fixtures - Indoor Luminaires - Downlight, LED,-DOT-45-H-6W-835-30-N White/Black 3500K | 6-Electrical | Piece | 3 | 0 | 0
6G-07-3612 | Electrical, Lighting Fixtures - Indoor Luminaires - Downlight, LED,-KS-MD02D-A-820-(3500K) BLACK 20W | 6-Electrical | Piece | 8 | 0 | 0
6G-07-5101 | Electrical, Lightning Fixtures - Indoor Luminaires - Downlight, Square , 1 x 9w | 6-Electrical | Piece | 2 | 0 | 0
6G-10-3002 | Electrical, Lightning Fixtures - Lighting Accessories - T5 Flourescent -Clip&Screw only | 6-Electrical | Piece | 13 | 0 | 0
no item code | Flourescent lamp 14w (Used) | 6-Electrical | Piece | 50 | 0 | 0
no item code | Electrical, Lighting Fixtures - Tube - Fluorescent Tube LED industrial housing only | 6-Electrical | Piece | 53 | 0 | 0
6G-10-3004 | Electrical, Lightning Fixtures - Lighting Accessories - 2p PVC Wire code:AS-WS-0002 [2M] | 6-Electrical | Piece | 200 | 0 | 0
6G-10-3005 | Electrical, Lightning Fixtures - Lighting Accessories - 2p PVC Wire code:AS-WS-0001 [0.5M] | 6-Electrical | Piece | 150 | 0 | 0
6G-10-5001 | Electrical, Lighting Fixtures - Lighting Accessories - Controller, I-LED 89179 | 6-Electrical | Piece | 15 | 0 | 0
6G-10-5110 | Electrical, Lighting Fixtures - Lighting Accessories - Controller, Landlitenon dimmable electronic driver for SLO2-085-3W | 6-Electrical | Piece | 2 | 0 | 0
6G-10-6011 | Electrical, Lighting Fixtures - Lighting Accessories - Panel,I-LED intake -L Natural White 07-977146107 | 6-Electrical | Piece | 6 | 0 | 0
6G-11-1002 | Electrical, Lighting Fixtures - Capacitor - Metal Halide, 400W | 6-Electrical | Piece | 10 | 0 | 0
6G-12-1100 | Electrical, Lightning Fixtures - Outdoor Luminaries - Post Lamp, w/o bulb, Bollard | 6-Electrical | Piece | 1 | 0 | 0
6G-12-1111 | Electrical, Lightning Fixtures - Outdoor Luminaries - Post Lamp, Tornado Bulb, Bollard, WarmWhite , 15W | 6-Electrical | Piece | 2 | 0 | 0
6G-12-3001 | Electrical, Lightning Fixtures - Outdoor Luminaries - Underground Lamp, 60w 6581+B (Housing Only) | 6-Electrical | Piece | 5 | 0 | 0
6G-15-0010 | Electrical, Lighting Fixtures - Linear lighting - Aluminum Profile XQ-232-M5036 | 6-Electrical | Meter | 3 | 0 | 0
6G-15-0110 | Electrical, Lighting Fixtures - Linear lighting - LLS CV-LR5535 | 6-Electrical | Piece | 1 | 0 | 0
6G-15-3130 | Electrical, Lighting Fixtures - Linear lighting - LG4343 | 6-Electrical | Meter | 2 | 0 | 0
6G-16-0221 | Electrical, Lighting Fixtures - Outdoor lighting - Landlite step lights MOD:SLO2-085-03W WW WHT (3W,3000K,240 LUMENS CR180,12V) | 6-Electrical | Piece | 53 | 0 | 0
6H-01-1001 | Electrical, Panelboards & Breakers - Circuit Protection - Circuit Breaker, ABB Circuit Breaker 160 AMP | 6-Electrical | Piece | 1 | 0 | 0
6H-01-1129 | Electrical, Panelboards & Breakers - Circuit Protection - Circuit Breaker, MCCB Type, 2 Pole, 220V, 100Amp | 6-Electrical | Piece | 2 | 0 | 0
6H-01-1134 | Electrical, Panelboards & Breakers - Circuit Protection - Circuit Breaker, MCCB Type, 3 Pole, 220V, 40Amp | 6-Electrical | Piece | 1 | 0 | 0
6H-01-1323 | Electrical, Panelboards & Breakers - Circuit Protection - Circuit Breaker, Bolt-on Type, 2 Pole, 220V, 30Amp (Koten) | 6-Electrical | Piece | 4 | 0 | 0
6H-01-2111 | Electrical, Panelboards & Breakers - Circuit Protection - Enclosed Circuit Breaker, Miniature Type, 1 Pole, 220V, 20Amp (w/o Enclosure Koten) | 6-Electrical | Piece | 1 | 0 | 0
6H-02-23310 | Electrical, Panelboards & Breakers - Circuit Protection - Enclosed Circuit Breaker, MCCB Type, w/ ground bus, 3 Pole, 380V, 200Amp | 6-Electrical | Piece | 37 | 0 | 0
6H-02-2333 | Electrical, Panelboards & Breakers - Circuit Protection - Enclosed Circuit Breaker, MCCB Type, w/ ground bus, 3 Pole, 380V, 50Amp | 6-Electrical | Piece | 15 | 0 | 0
6H-02-2334 | Electrical, Panelboards & Breakers - Circuit Protection - Enclosed Circuit Breaker, MCCB Type, w/ ground bus, 3 Pole, 380V, 70Amp | 6-Electrical | Piece | 3 | 0 | 0
6H-02-2338 | Electrical, Panelboards & Breakers - Circuit Protection - Enclosed Circuit Breaker, MCCB Type, w/ ground bus, 3 Pole, 380V, 125Amp | 6-Electrical | Piece | 38 | 0 | 0
6H-02-2813 | Electrical, Panelboards & Breakers - Circuit Protection - Enclosed Circuit Breaker, Bolt-on Type, w/ ground bus, 2 Pole, 220V, 30Amp | 6-Electrical | Piece | 2 | 0 | 0
6H-02-2816 | Electrical, Panelboards & Breakers - Circuit Protection - Enclosed Circuit Breaker, Bolt-on Type, w/ ground bus, 2 Pole, 220V, 60Amp | 6-Electrical | Piece | 6 | 0 | 0
6H-03-2002 | Electrical, Panelboards & Breakers - Distribution Panel - Panelboard, LP 2-Pole 200A Main Branches: 24 Single Line Breaker 20A-14 32A-3 40A-7, LS Metasol | 6-Electrical | Assembly | 3 | 0 | 0
6I-01-100010 | Electrical, Pipes & Fittings - Electrical Pipes - IMC Elbow, 1/2"Ã˜ | 6-Electrical | Piece | 7 | 0 | 0
6I-01-10002 | Electrical, Pipes & Fittings - Electrical Pipes - IMC Elbow, 3 1/2"Ã˜ | 6-Electrical | Piece | 43 | 0 | 0
6I-01-10003 | Electrical, Pipes & Fittings - Electrical Pipes - IMC Elbow, 3"Ã˜ | 6-Electrical | Piece | 72 | 0 | 0
6I-01-10004 | Electrical, Pipes & Fittings - Electrical Pipes - IMC Elbow, 2 1/2"Ã˜ | 6-Electrical | Piece | 18 | 0 | 0
6I-01-10005 | Electrical, Pipes & Fittings - Electrical Pipes - IMC Elbow, 2"Ã˜ | 6-Electrical | Piece | 5 | 0 | 0
6I-01-10007 | Electrical, Pipes & Fittings - Electrical Pipes - IMC Elbow, 1 1/4"Ã˜ | 6-Electrical | Piece | 15 | 0 | 0
6I-01-10008 | Electrical, Pipes & Fittings - Electrical Pipes - IMC Elbow, 1"Ã˜ | 6-Electrical | Piece | 20 | 0 | 0
6I-01-1001 | Electrical, Pipes & Fittings - Electrical Pipes - PVC Pipe, 110mmÃ˜ | 6-Electrical | Length_3 | 166 | 0 | 0
6I-01-1005 | Electrical, Pipes & Fittings - Electrical Pipes - PVC Pipe, 50mmÃ˜ | 6-Electrical | Length_3 | 33 | 0 | 0
6I-01-1006 | Electrical, Pipes & Fittings - Electrical Pipes - PVC Pipe, 40mmÃ˜ | 6-Electrical | Length_3 | 130 | 0 | 0
6I-01-1007 | Electrical, Pipes & Fittings - Electrical Pipes - PVC Pipe, 32mmÃ˜ | 6-Electrical | Length_3 | 177 | 0 | 0
6I-01-1008 | Electrical, Pipes & Fittings - Electrical Pipes - PVC Pipe, 25mmÃ˜ | 6-Electrical | Length_3 | 1128 | 0 | 58
6I-01-1009 | Electrical, Pipes & Fittings - Electrical Pipes - PVC Pipe, 20mmÃ˜ | 6-Electrical | Length_3 | 1502 | 0 | 111
6I-01-11001 | Electrical, Pipes & Fittings - Electrical Pipes - EMT Pipes, 2"Ã˜ | 6-Electrical | Length_3 | 184 | 0 | 0
6I-01-11002 | Electrical, Pipes & Fittings - Electrical Pipes - EMT Pipes, 1 1/2"Ã˜ | 6-Electrical | Length_3 | 41 | 0 | 0
6I-01-11003 | Electrical, Pipes & Fittings - Electrical Pipes - EMT Pipes, 1 1/4"Ã˜ | 6-Electrical | Length_3 | 372 | 0 | 0
6I-01-11004 | Electrical, Pipes & Fittings - Electrical Pipes - EMT Pipes, 1"Ã˜ | 6-Electrical | Length_3 | 70 | 0 | 0
6I-01-11005 | Electrical, Pipes & Fittings - Electrical Pipes - EMT Pipes, 3/4"Ã˜ | 6-Electrical | Length_3 | 0 | 0 | 0
6I-01-11006 | Electrical, Pipes & Fittings - Electrical Pipes - EMT Pipes, 1/2"Ã˜ | 6-Electrical | Length_3 | 0 | 0 | 0
6I-01-12001 | Electrical, Pipes & Fittings - Electrical Pipes - EMT Elbow, 2"Ã˜ | 6-Electrical | Piece | 4 | 0 | 0
6I-01-12002 | Electrical, Pipes & Fittings - Electrical Pipes - EMT Elbow, 1 1/2"Ã˜ | 6-Electrical | Piece | 8 | 0 | 0
6I-01-12003 | Electrical, Pipes & Fittings - Electrical Pipes - EMT Elbow, 1 1/4"Ã˜ | 6-Electrical | Piece | 38 | 0 | 0
6I-01-12005 | Electrical, Pipes & Fittings - Electrical Pipes - EMT Elbow, 3/4"Ã˜ | 6-Electrical | Piece | 1 | 0 | 0
6I-01-12006 | Electrical, Pipes & Fittings - Electrical Pipes - EMT Elbow, 1/2"Ã˜ | 6-Electrical | Piece | 180 | 0 | 0
6I-01-13101 | Electrical, Pipes & Fittings - Electrical Pipes - EMT Coupling, Compression Type, 2"Ã˜ | 6-Electrical | Piece | 173 | 0 | 0
6I-01-13102 | Electrical, Pipes & Fittings - Electrical Pipes - EMT Coupling, Compression Type, 1 1/2"Ã˜ | 6-Electrical | Piece | 106 | 0 | 0
6I-01-13103 | Electrical, Pipes & Fittings - Electrical Pipes - EMT Coupling, Compression Type, 1 1/4"Ã˜ | 6-Electrical | Piece | 21 | 0 | 0
6I-01-13104 | Electrical, Pipes & Fittings - Electrical Pipes - EMT Coupling, Compression Type, 1"Ã˜ | 6-Electrical | Piece | 363 | 0 | 0
6I-01-13105 | Electrical, Pipes & Fittings - Electrical Pipes - EMT Coupling, Compression Type, 3/4"Ã˜ | 6-Electrical | Piece | 288 | 0 | 0
6I-01-13106 | Electrical, Pipes & Fittings - Electrical Pipes - EMT Coupling, Compression Type, 1/2"Ã˜ | 6-Electrical | Piece | 1448 | 0 | 0
6I-01-13201 | Electrical, Pipes & Fittings - Electrical Pipes - EMT Coupling, Screw Type, 2"Ã˜ | 6-Electrical | Piece | 13 | 0 | 0
6I-01-13202 | Electrical, Pipes & Fittings - Electrical Pipes - EMT Coupling, Screw Type, 1 1/2"Ã˜ | 6-Electrical | Piece | 5 | 0 | 0
6I-01-13203 | Electrical, Pipes & Fittings - Electrical Pipes - EMT Coupling, Screw Type, 1 1/4"Ã˜ | 6-Electrical | Piece | 211 | 0 | 0
6I-01-13204 | Electrical, Pipes & Fittings - Electrical Pipes - EMT Coupling, Screw Type, 1"Ã˜ | 6-Electrical | Piece | 13 | 0 | 0
6I-01-14101 | Electrical, Pipes & Fittings - Electrical Pipes - EMT Adaptor, Compression Type, 2"Ã˜ | 6-Electrical | Piece | 174 | 0 | 0
6I-01-14103 | Electrical, Pipes & Fittings - Electrical Pipes - EMT Adaptor, Compression Type, 1 1/4"Ã˜ | 6-Electrical | Piece | 0 | 0 | 0
6I-01-14104 | Electrical, Pipes & Fittings - Electrical Pipes - EMT Adaptor, Compression Type, 1"Ã˜ | 6-Electrical | Piece | 1320 | 0 | 0
6I-01-14105 | Electrical, Pipes & Fittings - Electrical Pipes - EMT Adaptor, Compression Type, 3/4"Ã˜ | 6-Electrical | Piece | 63 | 0 | 0
6I-01-14106 | Electrical, Pipes & Fittings - Electrical Pipes - EMT Adaptor, Compression Type, 1/2"Ã˜ | 6-Electrical | Piece | 52 | 0 | 0
6I-01-14107 | Electrical, Pipes & Fittings - Electrical Pipes - EMT Adaptor, Compression Type, 1 1/4"Ã˜ w/ locknut | 6-Electrical | Piece | 129 | 0 | 0
6I-01-14108 | Electrical, Pipes & Fittings - Electrical Pipes - EMT Adaptor,Compression Type-1/2"Ø w/ locknut & bushing | 6-Electrical | Piece | 1057 | 0 | 0
6I-01-142011 | Electrical, Pipes & Fittings - Electrical Pipes - EMT Adaptor, Screw Type, 1"Ø w/ locknut | 6-Electrical | Piece | 904 | 0 | 0
6I-01-142012 | Electrical, Pipes & Fittings - Electrical Pipes - EMT Adaptor, Screw Type, 2"Ø w/ locknut | 6-Electrical | Piece | 85 | 0 | 0
6I-01-14203 | Electrical, Pipes & Fittings - Electrical Pipes - EMT Adaptor, Screw Type, 1 1/4"Ã˜ | 6-Electrical | Piece | 384 | 0 | 0
6I-01-14205 | Electrical, Pipes & Fittings - Electrical Pipes - EMT Adaptor, Screw Type, 3/4"Ã˜ | 6-Electrical | Piece | 772 | 0 | 0
6I-01-14206 | Electrical, Pipes & Fittings - Electrical Pipes - EMT Adaptor, Screw Type, 1/2"Ã˜ | 6-Electrical | Piece | 29 | 0 | 0
6I-01-14208 | Electrical, Pipes & Fittings - Electrical Pipes - EMT Adaptor, Screw Type, 1/2"Ã˜ w/ locknut | 6-Electrical | Piece | 567 | 0 | 0
6I-01-150010 | Electrical, Pipes & Fittings - Electrical Pipes - Pipe Locknut, 1/2"Ã˜ | 6-Electrical | Piece | 1874 | 0 | 0
6I-01-15002 | Electrical, Pipes & Fittings - Electrical Pipes - Pipe Locknut, 3 1/2"Ã˜ | 6-Electrical | Piece | 0 | 0 | 0
6I-01-15003 | Electrical, Pipes & Fittings - Electrical Pipes - Pipe Locknut, 3"Ã˜ | 6-Electrical | Piece | 122 | 0 | 0
6I-01-15004 | Electrical, Pipes & Fittings - Electrical Pipes - Pipe Locknut, 2 1/2"Ã˜ | 6-Electrical | Piece | 530 | 0 | 0
6I-01-15005 | Electrical, Pipes & Fittings - Electrical Pipes - Pipe Locknut, 2"Ã˜ | 6-Electrical | Piece | 42 | 0 | 0
6I-01-15006 | Electrical, Pipes & Fittings - Electrical Pipes - Pipe Locknut, 1 1/2"Ã˜ | 6-Electrical | Piece | 27 | 0 | 0
6I-01-15007 | Electrical, Pipes & Fittings - Electrical Pipes - Pipe Locknut, 1 1/4"Ã˜ | 6-Electrical | Piece | 71 | 0 | 0
6I-01-15008 | Electrical, Pipes & Fittings - Electrical Pipes - Pipe Locknut, 1"Ã˜ | 6-Electrical | Piece | 919 | 0 | 0
6I-01-15009 | Electrical, Pipes & Fittings - Electrical Pipes - Pipe Locknut, 3/4"Ã˜ | 6-Electrical | Piece | 1783 | 0 | 0
6I-01-160010 | Electrical, Pipes & Fittings - Electrical Pipes - Pipe Bushing, 1/2"Ã˜ | 6-Electrical | Piece | 3915 | 0 | 0
6I-01-16002 | Electrical, Pipes & Fittings - Electrical Pipes - Pipe Bushing, 3 1/2"Ã˜ | 6-Electrical | Piece | 0 | 0 | 0
6I-01-16003 | Electrical, Pipes & Fittings - Electrical Pipes - Pipe Bushing, 3"Ã˜ | 6-Electrical | Piece | 29 | 0 | 0
6I-01-16004 | Electrical, Pipes & Fittings - Electrical Pipes - Pipe Bushing, 2 1/2"Ã˜ | 6-Electrical | Piece | 599 | 0 | 0
6I-01-16005 | Electrical, Pipes & Fittings - Electrical Pipes - Pipe Bushing, 2"Ã˜ | 6-Electrical | Piece | 22 | 0 | 0
6I-01-16006 | Electrical, Pipes & Fittings - Electrical Pipes - Pipe Bushing, 1 1/2"Ã˜ | 6-Electrical | Piece | 8 | 0 | 0
6I-01-16007 | Electrical, Pipes & Fittings - Electrical Pipes - Pipe Bushing, 1 1/4"Ã˜ | 6-Electrical | Piece | 259 | 0 | 0
6I-01-16008 | Electrical, Pipes & Fittings - Electrical Pipes - Pipe Bushing, 1"Ã˜ | 6-Electrical | Piece | 974 | 0 | 0
6I-01-16009 | Electrical, Pipes & Fittings - Electrical Pipes - Pipe Bushing, 3/4"Ã˜ | 6-Electrical | Piece | 5751 | 0 | 0
6I-01-17002 | Electrical, Pipes & Fittings - Electrical Pipes - PVC Coupling,-3/4"Ø | 6-Electrical | Piece | 35 | 0 | 0
6I-01-17003 | Electrical, Pipes & Fittings - Electrical Pipes - PVC Coupling,-1 1/2"Ø | 6-Electrical | Piece | 15 | 0 | 0
6I-01-3001 | Electrical, Pipes & Fittings - Electrical Pipes - PVC Elbow, 110mmÃ˜ | 6-Electrical | Piece | 26 | 0 | 0
6I-01-3002 | Electrical, Pipes & Fittings - Electrical Pipes - PVC Elbow, 90mmÃ˜ | 6-Electrical | Piece | 2 | 0 | 0
6I-01-3005 | Electrical, Pipes & Fittings - Electrical Pipes - PVC Elbow, 50mmÃ˜ | 6-Electrical | Piece | 7 | 0 | 0
6I-01-3008 | Electrical, Pipes & Fittings - Electrical Pipes - PVC Elbow, 25mmÃ˜ | 6-Electrical | Piece | 4 | 0 | 0
6I-01-40010 | Electrical, Pipes & Fittings - Electrical Pipes - PVC Adaptor, 25mmÃ˜ w/ locknut | 6-Electrical | Piece | 7 | 0 | 0
6I-01-40011 | Electrical, Pipes & Fittings - Electrical Pipes - PVC Adaptor,-110mmØ | 6-Electrical | Piece | 2 | 0 | 0
6I-01-4002 | Electrical, Pipes & Fittings - Electrical Pipes - PVC Adaptor, 90mmÃ˜ | 6-Electrical | Piece | 4 | 0 | 0
6I-01-4004 | Electrical, Pipes & Fittings - Electrical Pipes - PVC Adaptor, 65mmÃ˜ | 6-Electrical | Piece | 1 | 0 | 0
6I-01-4007 | Electrical, Pipes & Fittings - Electrical Pipes - PVC Adaptor, 32mmÃ˜(Male Adaptor) | 6-Electrical | Piece | 1419 | 0 | 0
6I-01-4008 | Electrical, Pipes & Fittings - Electrical Pipes - PVC Adaptor, 25mmÃ˜ (Male Adaptor) | 6-Electrical | Piece | 1424 | 0 | 0
6I-01-4009 | Electrical, Pipes & Fittings - Electrical Pipes - PVC Adaptor, 20mmÃ˜ (Male Adaptor) | 6-Electrical | Piece | 2621 | 0 | 0
6I-01-4019 | Electrical, Pipes & Fittings - Electrical Pipes - PVC Adaptor, with locknut, 20mmØ | 6-Electrical | Piece | 6 | 0 | 0
6I-01-5009 | Electrical, Pipes & Fittings - Electrical Pipes - RSC Pipes, 3/4"Ã˜ | 6-Electrical | Length_3 | 11 | 0 | 0
6I-01-80010 | Electrical, Pipes & Fittings - Electrical Pipes - IMC Pipes, 1/2"Ã˜ | 6-Electrical | Length_3 | 37 | 0 | 0
6I-01-8002 | Electrical, Pipes & Fittings - Electrical Pipes - IMC Pipes, 3 1/2"Ã˜ | 6-Electrical | Length_3 | 147 | 0 | 0
6I-01-8003 | Electrical, Pipes & Fittings - Electrical Pipes - IMC Pipes, 3"Ã˜ | 6-Electrical | Length_3 | 53 | 0 | 0
6I-01-8004 | Electrical, Pipes & Fittings - Electrical Pipes - IMC Pipes, 2 1/2"Ã˜ | 6-Electrical | Length_3 | 79 | 0 | 0
6I-01-8007 | Electrical, Pipes & Fittings - Electrical Pipes - IMC Pipes, 1 1/4"Ã˜ | 6-Electrical | Length_3 | 10 | 0 | 0
6I-01-8008 | Electrical, Pipes & Fittings - Electrical Pipes - IMC Pipes, 1"Ã˜ | 6-Electrical | Length_3 | 8 | 0 | 0
6I-01-8009 | Electrical, Pipes & Fittings - Electrical Pipes - IMC Pipes, 3/4"Ã˜ | 6-Electrical | Length_3 | 1 | 0 | 0
6I-01-90010 | Electrical, Pipes & Fittings - Electrical Pipes - IMC Coupling, 1/2"Ã˜ | 6-Electrical | Piece | 517 | 0 | 0
6I-01-9002 | Electrical, Pipes & Fittings - Electrical Pipes - IMC Coupling, 3 1/2"Ã˜ | 6-Electrical | Piece | 0 | 0 | 0
6I-01-9003 | Electrical, Pipes & Fittings - Electrical Pipes - IMC Coupling, 3"Ã˜ | 6-Electrical | Piece | 74 | 0 | 0
6I-01-9004 | Electrical, Pipes & Fittings - Electrical Pipes - IMC Coupling, 2 1/2"Ã˜ | 6-Electrical | Piece | 275 | 0 | 0
6I-01-9005 | Electrical, Pipes & Fittings - Electrical Pipes - IMC Coupling, 2"Ã˜ | 6-Electrical | Piece | 85 | 0 | 0
6I-01-9007 | Electrical, Pipes & Fittings - Electrical Pipes - IMC Coupling, 1 1/4"Ã˜ | 6-Electrical | Piece | 48 | 0 | 0
6I-01-9008 | Electrical, Pipes & Fittings - Electrical Pipes - IMC Coupling, 1"Ã˜ | 6-Electrical | Piece | 4 | 0 | 0
6I-01-9009 | Electrical, Pipes & Fittings - Electrical Pipes - IMC Coupling, 3/4"Ã˜ | 6-Electrical | Piece | 11 | 0 | 0
6I-02-1001 | Electrical, Pipes & Fittings - Electrical Felxible Hose - Liquidtight Flexible Conduit, 4"Ã˜ | 6-Electrical | Meter | 10 | 0 | 0
6I-02-1003 | Electrical, Pipes & Fittings - Electrical Felxible Hose - Liquidtight Flexible Conduit, 2 1/2"Ã˜ | 6-Electrical | Meter | 418 | 0 | 0
6I-02-1004 | Electrical, Pipes & Fittings - Electrical Felxible Hose - Liquidtight Flexible Conduit, 2"Ã˜ | 6-Electrical | Meter | 24 | 0 | 0
6I-02-1005 | Electrical, Pipes & Fittings - Electrical Felxible Hose - Liquidtight Flexible Conduit, 1 1/2"Ã˜ | 6-Electrical | Roll_6mtr | 15 | 0 | 0
6I-02-1008 | Electrical, Pipes & Fittings - Electrical Felxible Hose - Liquidtight Flexible Conduit, 3/4"Ã˜ | 6-Electrical | Meter | 1305 | 0 | 0
6I-02-2001 | Electrical, Pipes & Fittings - Electrical Felxible Hose - Liquidtight Straight Connectotor, 4"Ã˜ | 6-Electrical | Piece | 4 | 0 | 0
6I-02-2003 | Electrical, Pipes & Fittings - Electrical Felxible Hose - Liquidtight Straight Connectotor, 2 1/2"Ã˜ | 6-Electrical | Piece | 178 | 0 | 0
6I-02-2006 | Electrical, Pipes & Fittings - Electrical Felxible Hose - Liquidtight Straight Connectotor, 1 1/4"Ã˜ | 6-Electrical | Piece | 15 | 0 | 0
6I-02-2007 | Electrical, Pipes & Fittings - Electrical Felxible Hose - Liquidtight Straight Connectotor, 1"Ã˜ | 6-Electrical | Piece | 24 | 0 | 0
6I-02-2008 | Electrical, Pipes & Fittings - Electrical Felxible Hose - Liquidtight Straight Connectotor, 3/4"Ã˜ | 6-Electrical | Piece | 783 | 0 | 0
6I-02-2009 | Electrical, Pipes & Fittings - Electrical Felxible Hose - Liquidtight Straight Connectotor, 1/2"Ã˜ | 6-Electrical | Piece | 10 | 0 | 0
6I-02-4001 | Electrical, Pipes & Fittings - Electrical Felxible Hose - Metal Flexible Conduit, 2"Ã˜ | 6-Electrical | Meter | 10 | 0 | 0
6I-02-4006 | Electrical, Pipes & Fittings - Electrical Felxible Hose - Metal Flexible Conduit, 1/2"Ã˜ | 6-Electrical | Meter | 1016 | 0 | 0
6I-02-4007 | Electrical, Pipes & Fittings - Electrical Felxible Hose - Metal Flexible Conduit,-3"Ø | 6-Electrical | Roll_6mtr | 27 | 0 | 0
6I-02-4008 | Electrical, Pipes & Fittings - Electrical Felxible Hose - Metal Flexible Conduit,-4"Ø | 6-Electrical | Roll_6mtr | 0 | 0 | 0
6I-02-5001 | Electrical, Pipes & Fittings - Electrical Felxible Hose - Metal Flexible Straight Connector, 2"Ã˜ | 6-Electrical | Piece | 4 | 0 | 0
6I-02-50010 | Electrical, Pipes & Fittings - Electrical Felxible Hose - Metal Flexible Straight Connector,-1/2"Ø w/locknut | 6-Electrical | Piece | 274 | 0 | 0
6I-02-50012 | Electrical, Pipes & Fittings - Electrical Felxible Hose - Metal Flexible Straight Connector,-4"Ø w/locknut & bushing | 6-Electrical | Piece | 9 | 0 | 0
6I-02-5004 | Electrical, Pipes & Fittings - Electrical Felxible Hose - Metal Flexible Straight Connector, 1"Ã˜ | 6-Electrical | Piece | 101 | 0 | 0
6I-02-5006 | Electrical, Pipes & Fittings - Electrical Felxible Hose - Metal Flexible Straight Connector, 1/2"Ã˜ | 6-Electrical | Piece | 15 | 0 | 0
6I-02-5007 | Electrical, Pipes & Fittings - Electrical Felxible Hose - Metal Flexible Straight Connector,-1 1/2"Ø w/ locknut | 6-Electrical | Piece | 1 | 0 | 0
6I-02-5008 | Electrical, Pipes & Fittings - Electrical Felxible Hose - Metal Flexible Straight Connector,- 3"Ø w/ locknut | 6-Electrical | Piece | 7 | 0 | 0
6I-02-7002 | Electrical, Pipes & Fittings - Electrical Felxible Hose - PVC Flexible Hose, 1/2"Ã˜ | 6-Electrical | Roll_100mtr | 21 | 0 | 0
6I-02-7003 | Electrical, Pipes & Fittings - Electrical Flexible Hose - PVC Flexible Hose,-1"Ø | 6-Electrical | Meter | 1 | 0 | 0
6I-02-8002 | Electrical, Pipes & Fittings - Electrical Felxible Hose - PVC Flexible Connector, 1/2"Ã˜ | 6-Electrical | Piece | 3407 | 0 | 0
6I-02-9001 | Electrical, Pipes & Fittings - Electrical Felxible Hose - Circular Loom, 1/2"Ø | 6-Electrical | Roll_60mtr | 371 | 0 | 0
6I-03-0001 | Electrical, Pipes & Fittings - Service Entrance Cap - 1/2" dia | 6-Electrical | Piece | 55 | 0 | 0
6J-01-10000 | Electrical, Miscellaneous - Consumables - Cartridge Powerloads | 6-Electrical | Piece | 4830 | 0 | 0
6J-01-1005 | Electrical, Miscellaneous - Consumables - Cable Tie, 4.8mm x 350mm | 6-Electrical | Pack_100pcs | 3 | 0 | 0
6J-01-10100 | Electrical, Miscellaneous - Consumables - Clip code AS-NMS1020S | 6-Electrical | Piece | 2900 | 0 | 0
6J-01-11003 | Electrical, Miscellaneous - Consumables - Manual Knock-out punch, 1" dia | 6-Electrical | Piece | 2 | 0 | 0
6J-01-11200 | Electrical, Miscellaneous - Consumables - Silica End Cap Set Code;NMS1020G50-EC | 6-Electrical | Piece | 75 | 0 | 0
6J-01-12000 | Electrical, Miscellaneous - Consumables - Bus Bar Red Pully INSULATION | 6-Electrical | Piece | 30 | 0 | 0
6J-01-13101 | Electrical, Miscellaneous - Consumables - Termination Kit, Outdoor Type, 25KV | 6-Electrical | Set | 4 | 0 | 0
6J-01-2012 | Electrical, Miscellaneous - Consumables - Electrical Tape, Black, 3/4" | 6-Electrical | Piece | 634 | 0 | 0
6J-01-2022 | Electrical, Miscellaneous - Consumables - Electrical Tape, Red, 3/4" | 6-Electrical | Piece | 183 | 0 | 0
6J-01-2052 | Electrical, Miscellaneous - Consumables - Electrical Tape, White, 3/4" | 6-Electrical | Piece | 2 | 0 | 0
6J-01-2062 | Electrical, Miscellaneous - Consumables - Electrical Tape, Green, 3/4" | 6-Electrical | Piece | 4 | 0 | 0
6J-01-3001 | Electrical, Miscellaneous - Consumables - Electrical Tape, Rubber, 3/4" | 6-Electrical | Piece | 1 | 0 | 0
6j-01-6000 | Gas, Butane 250 grams | 6-Electrical | Piece | 305 | 0 | 0
6J-01-6011 | Electrical, Miscellaneous - Consumables - Adjustable Fog Nozzle, UL/FM A7-K9, 40mm | 6-Electrical | Piece | 4 | 0 | 0
6J-01-6101 | Electrical, Miscellaneous - Consumables - Adjustable Fog Nozzle w/bumper, 1-1/2 | 6-Electrical | Piece | 0 | 0 | 0
6J-01-8000 | Electrical, Miscellaneous - Consumables - Adjustable Fog Nozzle | 6-Electrical | Piece | 2 | 0 | 0
6J-01-8100 | Electrical, Miscellaneous - Consumables - Wire Pulling Lubricant, Gel WL-1 | 6-Electrical | Liter_3.78 | 1 | 0 | 0
6J-01-9001 | Electrical, Miscellaneous - Consumables - Connector De Alambre , (2#18-2#8) | 6-Electrical | Piece | 4180 | 0 | 0
6J-01-9002 | Electrical, Miscellaneous - Consumables - Connector De Alambre , (2#22-3#12), 3M | 6-Electrical | Piece | 944 | 0 | 0
No Item code | Bronze Soldering rod | 6-Electrical | Piece | 0 | 0 | 0
no item code | IR BULLET NETWORK CAMERA H265 | 6-Electrical | Piece | 4 | 0 | 0
no item code | WEB SMART POE SWITCH 24 PORTS | 6-Electrical | Piece | 1 | 0 | 0
no item code | DISTRIBUTION BOX INDOOR TYPE 4 PORTS WITH OUT ADAPTER & PIGTAIL SC/LC | 6-Electrical | Piece | 2 | 0 | 0
8A-01-0020 | Paint/Insulation, Paints - Exterior Applications - Krystone Granite | 8-Paints/Insulation | Liter_16 | 4 | 0 | 0
8A-01-0610 | Paint/Insulation, Paints - Exterior Applications - Jet, DE 6378 | 8-Paints/Insulation | Liter_3.75 | 6 | 0 | 0
8A-01-10700 | Paint/Insulation, Paints - Exterior Applications - Epoxy Primer with Curing Agents, White | 8-Paints/Insulation | Liter_3.75 | 0 | 0 | 0
SS-Temp-046 | Paint/Insulation, Paints - Exterior Applications - Automotive - Body Filler, w/o Hardener | 8-Paints/Insulation | Liter_3.75 | 13 | 0 | 0
8A-01-11001 | Paint/Insulation, Paints - Exterior Applications - Exterior Putty, 25kg | 8-Paints/Insulation | Bag_25kg | 10 | 0 | 0
8A-01-1110 | Paint/Insulation, Paints - Exterior Applications - Acqua Epoxy, Traffic Yellow, B2965 | 8-Paints/Insulation | Liter_3.75 | 0 | 0 | 0
8A-01-1210 | Paint/Insulation, Paints - Exterior Applications - Acqua Epoxy, Black, B2990 | 8-Paints/Insulation | Liter_3.75 | 10 | 0 | 7
8a-01-12100 | Paint/Insulation, Paints - Exterior Applications - Flat Latex, Dove's Wing | 8-Paints/Insulation | Pail_20kg | 7 | 0 | 0
8A-01-12500 | Paint/Insulation, Paints - Exterior Applications - Flat Latex, White | 8-Paints/Insulation | Liter_3.75 | 96 | 0 | 4
8A-01-1310 | Paint/Insulation, Paints - Exterior Applications - Acqua Epoxy, Chrome Green, B2950 | 8-Paints/Insulation | Liter_3.75 | 3 | 0 | 0
No Item code | Paint/Insulation, Paints - Exterior Applications - Semi Gloss, Wall Guard Mud Pie | 8-Paints/Insulation | Liter_3.75 | 5 | 0 | 0
8A-01-131011 | Paint/Insulation, Paints - Exterior Applications - Flat Latex, Luna Moon | 8-Paints/Insulation | Liter_3.75 | 31 | 0 | 0
8A-01-13501 | Paint/Insulation, Paints - Exterior Applications - Flat Latex, White B-701 | 8-Paints/Insulation | Liter_16 | 14 | 0 | 35
8A-01-1410 | Paint/Insulation, Paints - Exterior Applications - Acqua Epoxy, Ceramic Red, B2976 | 8-Paints/Insulation | Liter_3.75 | 16 | 0 | 0
8A-01-14110 | Paint/Insulation, Paints - Exterior Applications - Latex Colors, Burnt Umber, B1409 | 8-Paints/Insulation | Liter | 1 | 0 | 0
8A-01-14410 | Paint/Insulation, Paints - Exterior Applications - Latex Colors, Lamp Black, B1490 | 8-Paints/Insulation | Liter_3.75 | 0 | 0 | 0
8A-01-14510 | Paint/Insulation, Paints - Exterior Applications - Latex Colors, Raw Sienna, B1406 | 8-Paints/Insulation | Liter_0.25 | 1 | 0 | 0
8A-01-151210 | Paint/Insulation, Paints - Exterior Applications - Latex, Siver gray 0227, Semi-Gloss | 8-Paints/Insulation | Liter_3.75 | 4 | 0 | 0
8A-01-15410 | Paint/Insulation, Paints - Exterior Applications - Latex, Brown, Semi-Gloss | 8-Paints/Insulation | Liter_3.75 | 17 | 0 | 0
8A-01-15910 | Paint/Insulation, Paints - Exterior Applications - Latex, Gray Gown, Semi-Gloss | 8-Paints/Insulation | Liter_3.75 | 15 | 0 | 0
8A-01-15920 | Paint/Insulation, Paints - Exterior Applications - Latex, Cyprus, Flat | 8-Paints/Insulation | Pail | 1 | 0 | 0
8A-01-15921 | Paint/Insulation, Paints - Exterior Applications - Latex, Prima, Satin, Cyprus Spring | 8-Paints/Insulation | Pail_16L | 0 | 0 | 0
8A-01-16100 | Paint/Insulation, Paints - Exterior Applications - Latex Tinting, Burnt Umber | 8-Paints/Insulation | Liter_0.45 | 3 | 0 | 0
8A-01-161010 | Paint/Insulation, Paints - Exterior Applications - Latex Tinting, Bulletin Red, 2315 | 8-Paints/Insulation | Liter_0.25 | 1 | 0 | 0
8A-01-16200 | Paint/Insulation, Paints - Exterior Applications - Latex Tinting, Hansa Yellow | 8-Paints/Insulation | Liter | 0 | 0 | 0
8A-01-16401 | Paint/Insulation, Paints - Exterior Applications - Latex Tinting, Raw Sienna, 1L | 8-Paints/Insulation | Liter | 0 | 0 | 0
8A-01-16501 | Paint/Insulation, Paints - Exterior Applications - Latex Tinting, Thalo Blue, 1L | 8-Paints/Insulation | Liter_3.75 | 1 | 0 | 0
8A-01-16801 | Paint/Insulation, Paints - Exterior Applications - Latex Tinting, Thalo Green, 1L | 8-Paints/Insulation | Liter_3.75 | 1 | 0 | 0
8A-01-18011 | Paint/Insulation, Paints - Exterior Applications - Metal Primer, Endurasil Primer, 16L | 8-Paints/Insulation | Liter_16 | 8 | 0 | 0
8A-01-18310 | Paint/Insulation, Paints - Exterior Applications - Metal Primer, Red Oxide, No. 310 | 8-Paints/Insulation | Liter_3.75 | 80 | 0 | 0
8a-01-18400 | Paint/Insulation, Paints - Exterior Applications - Metal Primer, Red Lead | 8-Paints/Insulation | Liter_3.75 | 9 | 0 | 0
8A-01-1910 | Paint/Insulation, Paints - Exterior Applications - Acqua Epoxy, Catalyst, B2910 | 8-Paints/Insulation | Liter_3.75 | 4 | 0 | 0
8A-01-19110 | Paint/Insulation, Paints - Exterior Applications - Permacoat Flat Latex, White, No. 701 | 8-Paints/Insulation | Liter_16 | 15 | 0 | 4
8A-01-19400 | Paint/Insulation, Paints - Exterior Applications - Permacoat Flat Latex, Winter Morning | 8-Paints/Insulation | Liter_3.75 | 10 | 0 | 0
8A-01-20411 | Paint/Insulation, Paints - Exterior Applications - Permacoat , Basic Beige, Semi-Gloss, BSG-9 | 8-Paints/Insulation | Gallon_4L | 0 | 0 | 0
8A-01-20510 | Paint/Insulation, Paints - Exterior Applications - Permacoat , Tulle White, Semi-Gloss, B7501 | 8-Paints/Insulation | Liter_3.75 | 147 | 0 | 124
8A-01-20510 | Paint/Insulation, Paints - Exterior Applications - Permacoat , Tulle White, Semi-Gloss, B7501 | 8-Paints/Insulation | pail_18.9L | 1 | 0 | 0
8A-01-20910 | Paint/Insulation, Paints - Exterior Applications - Permacoat , Golden Weave, Semi-Gloss, B-715 | 8-Paints/Insulation | Liter_3.75 | 360 | 0 | 0
no item code | Paint/Insulation, Paints - Exterior Applications - Permacoat , Golden Weave, Semi-Gloss, B-715 | 8-Paints/Insulation | Pail | 47 | 0 | 0
8A-01-22002 | Paint/Insulation, Paints - Exterior Applications - Red Lead Paint, 1L | 8-Paints/Insulation | Liter | 0 | 0 | 0
8A-01-24110 | Paint/Insulation, Paints - Exterior Applications - Roof Sealer Paints, Laguna White, RoofGard | 8-Paints/Insulation | Liter_3.75 | 5 | 0 | 0
8A-01-2600 | Paint/Insulation, Paints - Exterior Applications - Acrylic Tinting Color, Cloudy Today | 8-Paints/Insulation | Liter_3.75 | 18 | 0 | 0
8A-01-27200 | Paint/Insulation, Paints - Exterior Applications - Top Coat, Clear | 8-Paints/Insulation | Liter_3.75 | 14 | 0 | 0
8A-01-27210 | Paint/Insulation, Paints - Exterior Applications - Top Coat, Mirothane, PU 3506/30 | 8-Paints/Insulation | Liter_3.75 | 1 | 0 | 0
8A-01-29110 | Paint/Insulation, Paints - Exterior Applications - Virtuoso Silk Touch , Mix & Match , V-27C | 8-Paints/Insulation | Liter_3.75 | 12 | 0 | 0
8A-01-30410 | Paint/Insulation, Paints - Exterior Applications - Wallguard Dirt Resisting Latex, Cowhide, VD 472 | 8-Paints/Insulation | Liter_3.75 | 1 | 0 | 0
8A-01-30500 | Paint/Insulation, Paints - Exterior Applications - Wallguard Dirt Resisting Latex, Thunder Cloud | 8-Paints/Insulation | Liter_3.75 | 2 | 0 | 0
8A-01-31110 | Paint/Insulation, Paints - Exterior Applications - Alkyd Enamel, Oil Based Coating, Silver Finish Aluminum, 3.75L | 8-Paints/Insulation | Liter_3.75 | 90 | 0 | 0
8A-01-4110 | Paint/Insulation, Paints - Exterior Applications - Acrytex , Cast, No. 1711 | 8-Paints/Insulation | Liter_3.75 | 54 | 0 | 2
8A-01-4211 | Paint/Insulation, Paints - Exterior Applications - Acrytex, Clear Coat #1700 | 8-Paints/Insulation | Gallon_4L | 2 | 0 | 0
8A-01-61900 | Paint/Insulation, Paints - Exterior Applications - Elastomeric Paint, Sun Protect, Heat Insulation & Waterproofing | 8-Paints/Insulation | Pail_20kg | 87 | 0 | 0
8A-01-9010 | Paint/Insulation, Paints - Exterior Applications - Epoxy Primer, , Hardener | 8-Paints/Insulation | Liter | 28 | 0 | 0
8a-09-11200 | Paint/Insulation, Paints - Wood/Metal Applications - Quick Drying Enamel, International Red | 8-Paints/Insulation | Liter_3.75 | 0 | 0 | 0
8A-01-9200 | Paint/Insulation, Paints - Exterior Applications - Epoxy Primer, Gray B-2230 | 8-Paints/Insulation | Gallon | 5 | 0 | 0
8A-01-9210 | Paint/Insulation, Paints - Exterior Applications - Epoxy Primer, Gray, with Catalyst | 8-Paints/Insulation | Liter_3.75 | 8 | 0 | 0
8A-01-9220 | Paint/Insulation, Paints - Exterior Applications - Epoxy Primer, Gray, 2202 with Curing Agent | 8-Paints/Insulation | Gallon | 596 | 0 | 7
8A-01-9301 | Paint/Insulation, Paints - Exterior Applications - Epoxy Primer, White, 4L | 8-Paints/Insulation | Gallon | 0 | 0 | 0
8A-01-9401 | Paint/Insulation, Paints - Exterior Applications - Epoxy Primer, Black, 4L | 8-Paints/Insulation | Gallon | 0 | 0 | 0
8A-01-9710 | Paint/Insulation, Paints - Exterior Applications - Epoxy Primer, White, with Catalyst | 8-Paints/Insulation | Liter_3.75 | 0 | 0 | 0
8A-02-1600 | Paint/Insulation, Paints - Exterior Applications - Automotive - Acrylic Paint, White | 8-Paints/Insulation | Liter_3.75 | 1 | 0 | 0
8A-02-21000 | Paint/Insulation, Paints - Exterior Applications - Automotive - Lacquer, Carbon Black | 8-Paints/Insulation | Liter_3.75 | 2 | 0 | 0
8A-02-21100 | Paint/Insulation, Paints - Exterior Applications - Automotive - Lacquer, Clear Gloss | 8-Paints/Insulation | Liter_3.75 | 22 | 0 | 2
8a-02-21510 | Paint/Insulation, Paints - Exterior Applications - Automotive - Lacquer, Black, B1390 | 8-Paints/Insulation | Liter_3.75 | 244 | 0 | 0
8A-02-21610 | Paint/Insulation, Paints - Exterior Applications - Automotive - Lacquer, Yellow Oxide, AUTC 512 | 8-Paints/Insulation | Liter_3.75 | 2 | 0 | 0
8A-02-21710 | Paint/Insulation, Paints - Exterior Applications - Automotive - Lacquer, Black, AUTC 580 | 8-Paints/Insulation | Liter_3.75 | 62 | 0 | 0
8A-02-21800 | Paint/Insulation, Paints - Exterior Applications - Automotive - Lacquer, Silver Polish | 8-Paints/Insulation | Liter_3.75 | 88 | 0 | 0
8A-02-2200 | Paint/Insulation, Paints - Exterior Applications - Automotive - Lacquer, International Red | 8-Paints/Insulation | Liter_3.75 | 5 | 0 | 0
8A-02-22010 | Paint/Insulation, Paints - Interior Applications - Semi-Gloss, Ivory Inn, Boysen | 8-Paints/Insulation | Liter_3.75 | 1 | 0 | 0
8A-02-22020 | Paint/Insulation, Paints - Interior Applications - Semi-Gloss, Bunny Cake 0012, Boysen | 8-Paints/Insulation | Liter_3.75 | 17 | 0 | 0
8A-02-2300 | Paint/Insulation, Paints - Exterior Applications - Automotive - Lacquer, Lemon Yellow | 8-Paints/Insulation | Liter_3.75 | 7 | 0 | 0
8A-02-2400 | Paint/Insulation, Paints - Exterior Applications - Automotive - Lacquer, White | 8-Paints/Insulation | Liter_3.75 | 8 | 0 | 1
8A-02-3200 | Paint/Insulation, Paints - Exterior Applications - Automotive - Body Filler, with Hardener | 8-Paints/Insulation | Liter_3.75 | 39 | 0 | 0
8A-02-3400 | Paint/Insulation, Paints - Exterior Applications - Automotive - Lacquer, Thatched Cottage | 8-Paints/Insulation | Liter_3.75 | 13 | 0 | 0
8A-02-4040 | Paint/Insulation, Paints - Exterior Applications - Spray Paint - Silver | 8-Paints/Insulation | can | 17 | 0 | 0
8A-02-5010 | Paint/Insulation, Paints - Exterior Applications - Automotive - Primer, Surfacer | 8-Paints/Insulation | Liter | 0 | 0 | 0
8A-02-5110 | Paint/Insulation, Paints - Exterior Applications - Latex, Semi-Gloss, Nomadic Travels 0524 | 8-Paints/Insulation | Liter_3.75 | 0 | 0 | 0
No Item code | Paint/Insulation, Paints - Exterior Applications - Latex, Semi-Gloss, Nomadic Travels | 8-Paints/Insulation | pail_16L | 2 | 0 | 0
8A-03-10010 | Paint/Insulation, Paints - Interior Applications - Lacquer Water Gloss, B-1258 (White) | 8-Paints/Insulation | Liter_3.75 | 1 | 0 | 0
8A-03-10200 | Paint/Insulation, Paints - Interior Applications - Oil Tinting Color, Burnt Umber | 8-Paints/Insulation | Liter_0.25 | 4 | 0 | 0
8A-03-10210 | Paint/Insulation, Paints - Interior Applications - Lacquer Tinting Colors, Yellow Ochre, B1306 | 8-Paints/Insulation | Liter_0.25 | 49 | 0 | 0
8A-03-10300 | Paint/Insulation, Paints - Interior Applications - Oil Tinting Color, Hansa Yellow | 8-Paints/Insulation | Liter_0.25 | 16 | 0 | 0
8A-03-10400 | Paint/Insulation, Paints - Interior Applications - Oil Tinting Color, Lamp Black | 8-Paints/Insulation | Liter_0.25 | 22 | 0 | 0
8A-03-10500 | Paint/Insulation, Paints - Interior Applications - Oil Tinting Color, Venetian Red | 8-Paints/Insulation | Liter_0.25 | 9 | 0 | 0
8A-03-11010 | Paint/Insulation, Paints - Interior Applications - Latex Semi-Gloss, No. 163 | 8-Paints/Insulation | Liter_3.75 | 0 | 0 | 0
8A-03-11020 | Paint/Insulation, Paints - Interior Applications - Oil Tinting Color (Burnt Sienna) 2313 | 8-Paints/Insulation | Liter_0.25 | 1 | 0 | 0
8A-03-111301 | Paint/Insulation, Paints - Interior Applications - Latex, Semi-Gloss, Gray Aura | 8-Paints/Insulation | Gallon_4L | 2 | 0 | 0
8A-03-11210 | Paint/Insulation, Paints - Interior Applications - Latex, White Bud, Semi-Gloss, No. 0137 | 8-Paints/Insulation | Liter_3.75 | 3 | 0 | 0
8A-03-112300 | Paint/Insulation, Paints - Interior Applications - Latex, Sugar Dust | 8-Paints/Insulation | Liter_16 | 21 | 0 | 0
8A-03-12100 | Paint/Insulation, Paints - Interior Applications - Masonry Putty, No. 7311 | 8-Paints/Insulation | Liter_3.75 | 184 | 0 | 0
8A-03-12100 | Paint/Insulation, Paints - Interior Applications - Masonry Putty, No. 7311 | 8-Paints/Insulation | Pail | 59 | 0 | 0
8a-03-151011 | Paint/Insulation, Paints - Interior Applications - Permacoat Latex, White, B-715, Semi-Gloss | 8-Paints/Insulation | Liter_16 | 0 | 0 | 0
8A-03-151311 | Paint/Insulation, Paints - Interior Applications - Permacoat Latex, Lamb Black, B715, Semi-Gloss | 8-Paints/Insulation | Liter_16 | 20 | 0 | 0
8A-03-151811 | Paint/Insulation, Paints - Interior Applications - Permacoat Latex, Baltimore Sky, Semi-Gloss | 8-Paints/Insulation | Liter_16 | 1 | 0 | 0
8A-03-15701 | Paint/Insulation, Paints - Interior Applications - Permacoat Latex, Porpoise, Semi-Gloss | 8-Paints/Insulation | Liter_16 | 207 | 0 | 5
8A-03-17210 | Paint/Insulation, Paints - Interior Applications - Premium Acry Color, Permatex, B-3101 | 8-Paints/Insulation | Liter_3.75 | 8 | 0 | 0
8A-03-2110 | Paint/Insulation, Paints - Interior Applications - Acrylic Skimcoat, Permaplast, K-201 High Performance | 8-Paints/Insulation | Liter_16 | 0 | 0 | 0
8A-03-22004 | Paint/Insulation, Paints - Interior Applications - Semi-Gloss Latex, 0139, Sagely White | 8-Paints/Insulation | Liter_3.75 | 1 | 0 | 0
8A-03-22005 | Paint/Insulation, Paints - Interior Applications - Semi-Gloss Latex, 0122, Little Moss | 8-Paints/Insulation | Liter_3.75 | 1 | 0 | 0
8A-03-22006 | Paint/Insulation, Paints - Interior Applications - Semi-Gloss Latex, Innoland Brown | 8-Paints/Insulation | Liter_3.75 | 89 | 0 | 0
8A-03-23111 | Paint/Insulation, Paints - Interior Applications - Virtuoso, Black, Matte, Black Licorice 0529 | 8-Paints/Insulation | Gallon_4L | 11 | 0 | 0
8a-03-24201 | Paint/Insulation, Paints - Interior Applications - Super Fine Skim Coat, White, 20 kg | 8-Paints/Insulation | Bag_20kg | 1085 | 0 | 21
8A-03-27100 | Paint/Insulation, Paints - Interior Applications - Wall Guard Semi-Gloss Latex, Black Licorice | 8-Paints/Insulation | Liter_3.75 | 36 | 0 | 0
8A-03-30100 | Paint/Insulation, Paints - Interior Applications - Paint Color, Dove's Wing | 8-Paints/Insulation | Liter_3.75 | 3 | 0 | 0
8A-03-31110 | Paint/Insulation, Paints - Interior Applications - Acrylic Semi-Gloss, Water Based, Burly Wood | 8-Paints/Insulation | Liter_3.75 | 13 | 0 | 0
8A-03-31120 | Paint/Insulation, Paints - Interior Applications - Acrylic Semi-Gloss, Water Based, Misty Sky | 8-Paints/Insulation | Liter_3.75 | 1 | 0 | 0
8A-03-3200 | Paint/Insulation, Paints - Interior Applications - Acrytex Tinting, Venetian Red | 8-Paints/Insulation | Liter_0.25 | 26 | 0 | 0
8A-03-3500 | Paint/Insulation, Paints - Interior Applications - Acrytex Tinting, Black | 8-Paints/Insulation | Liter_0.25 | 4 | 0 | 0
8A-03-3700 | Paint/Insulation, Paints - Interior Applications - Acrytex Primer, B-1705, White | 8-Paints/Insulation | Gallon | 431 | 0 | 6
8A-03-3700 | Paint/Insulation, Paints - Interior Applications - Acrytex Primer, B-1705, White | 8-Paints/Insulation | Pail | 15 | 0 | 3
8A-03-3710 | Paint/Insulation, Paints - Interior Applications - Acrytex Flat, B1701 white | 8-Paints/Insulation | Liter_3.75 | 5 | 0 | 0
8A-03-4100 | Paint/Insulation, Paints - Interior Applications - Automotive Lacquer, Putty White | 8-Paints/Insulation | Liter_3.75 | 11 | 0 | 0
8A-03-4400 | Paint/Insulation, Paints - Interior Applications - Automotive Lacquer, Sparkle Irid | 8-Paints/Insulation | Liter_3.75 | 3 | 0 | 0
8A-03-4500 | Paint/Insulation, Paints - Interior Applications - Automotive Lacquer, Fire Red | 8-Paints/Insulation | Liter_3.75 | 1 | 0 | 0
8A-03-4600 | Paint/Insulation, Paints - Interior Applications - Automotive Lacquer, Captain Nemo, Semi-Gloss | 8-Paints/Insulation | Liter_3.75 | 51 | 0 | 0
8A-03-6110 | Paint/Insulation, Paints - Interior Applications - Epoxy Enamel, Black, B2190 | 8-Paints/Insulation | Liter_3.75 | 2 | 0 | 0
8A-03-9000 | Paint/Insulation, Paints - Interior Applications - Lacquer Primer Surfacer | 8-Paints/Insulation | Liter_3.75 | 240 | 0 | 1
8A-04-8000 | Paint/Insulation, Paints - Additives - Flattening Paste | 8-Paints/Insulation | Liter_3.75 | 0 | 0 | 0
8a-05-2002 | Paint/Insulation, Paints - Tools - Paint Brush, 1" | 8-Paints/Insulation | Piece | 0 | 0 | 0
8a-05-2004 | Paint/Insulation, Paints - Tools - Paint Brush, 1/2" | 8-Paints/Insulation | Piece | 0 | 0 | 0
8a-05-2006 | Paint/Insulation, Paints - Tools - Paint Brush, 2" | 8-Paints/Insulation | Piece | 5 | 0 | 5
8A-05-2007 | Paint/Insulation, Paints - Tools - Paint Brush, 3" | 8-Paints/Insulation | Piece | 112 | 0 | 1
8A-05-2009 | Paint/Insulation, Paints - Tools - Paint Brush, 4" | 8-Paints/Insulation | Piece | 0 | 0 | 0
8A-05-3002 | Paint/Insulation, Paints - Tools - Paint Roller, 7" | 8-Paints/Insulation | Piece | 0 | 0 | 0
8A-05-3103 | Paint/Insulation, Paints - Tools - Paint Roller, with handle, 7" | 8-Paints/Insulation | Set | 96 | 0 | 8
8A-05-3104 | Paint/Insulation, Paints - Tools - Paint Roller, with handle, 9" | 8-Paints/Insulation | Piece | 23 | 0 | 0
8A-05-3402 | Paint/Insulation, Paints - Tools - Paint Roller, Cotton, 7" | 8-Paints/Insulation | Piece | 101 | 0 | 0
8A-05-3502 | Paint/Insulation, Paints - Tools - Paint Roller, Blade only, 7" | 8-Paints/Insulation | Piece | 94 | 0 | 0
8A-06-5001 | Paint/Insulation, Paints - Solvents/Thinners - Epoxy Reducer, 1L | 8-Paints/Insulation | Gallon_0.25 | 12 | 0 | 0
8A-06-6000 | Paint/Insulation, Paints - Solvents/Thinners - Lacquer Flo | 8-Paints/Insulation | Liter_3.75 | 7 | 0 | 0
8A-06-6100 | Paint/Insulation, Paints - Solvents/Thinners - Lacquer Flo, GI | 8-Paints/Insulation | Liter_3.75 | 189 | 0 | 1
8A-07-11000 | Paint/Insulation, Paints - Surface Preparation - Masonry Neutralizer | 8-Paints/Insulation | Gallon | 13 | 0 | 0
8A-07-11001 | Paint/Insulation, Paints - Surface Preparation - Masonry Neutralizer, 1L | 8-Paints/Insulation | Gallon_0.25 | 11 | 0 | 0
8A-07-11010 | Paint/Insulation, Paints - Surface Preparation - Masonry NeutralizerNo. 44 | 8-Paints/Insulation | Gallon | 80 | 0 | 0
8A-07-14030 | Paint/Insulation, Paints - Surface Preparation - SandpaperNo. 80 | 8-Paints/Insulation | Sheet | 680 | 0 | 0
8A-07-14040 | Paint/Insulation, Paints - Surface Preparation - SandpaperNo. 100 x 12inches | 8-Paints/Insulation | Roll_50mtr | 1 | 0 | 1
8A-07-14040 | Paint/Insulation, Paints - Surface Preparation - SandpaperNo. 100 x 12inches | 8-Paints/Insulation | Meter | 1.5 | 50 | 2
8A-07-14041 | Paint/Insulation, Paints - Surface Preparation - SandpaperNo. 100, 305mm x 1m x 24inches | 8-Paints/Insulation | Roll_50mtr | 18 | 0 | 0
8A-07-14050 | Paint/Insulation, Paints - Surface Preparation - SandpaperNo. 120 | 8-Paints/Insulation | Roll_50mtr | 8 | 0 | 0
8A-07-14060 | Paint/Insulation, Paints - Surface Preparation - SandpaperNo. 120 | 8-Paints/Insulation | Sheet | 34 | 0 | 0
8A-07-14070 | Paint/Insulation, Paints - Surface Preparation - SandpaperNo. 180 | 8-Paints/Insulation | Sheet | 61 | 0 | 0
8A-07-14080 | Paint/Insulation, Paints - Surface Preparation - SandpaperNo. 240 | 8-Paints/Insulation | Sheet | 3863 | 0 | 5
8A-07-140150 | Paint/Insulation, Paints - Surface Preparation - SandpaperNo. 150 | 8-Paints/Insulation | Sheet | 585 | 0 | 20
8A-07-16210 | Paint/Insulation, Paints - Surface Preparation - Spot Putty, Lacquer, No. 306 | 8-Paints/Insulation | Liter_4 | 21 | 0 | 0
8A-07-17010 | Paint/Insulation, Paints - Surface Preparation - Skimcoat, , Fine Gray KONKREATION | 8-Paints/Insulation | Bag | 15 | 0 | 0
8A-07-2101 | Paint/Insulation, Paints - Surface Preparation - Coal Tar, Black, 1L | 8-Paints/Insulation | Liter | 6 | 0 | 0
8A-07-2102 | Paint/Insulation, Paints - Surface Preparation - Coal Tar, 1gal | 8-Paints/Insulation | Liter_3.75 | 27 | 0 | 0
8A-07-4200 | Paint/Insulation, Paints - Surface Preparation - Gypsum Putty, Durafill K103 | 8-Paints/Insulation | Pail_25kg | 50 | 0 | 0
8A-07-6121 | Paint/Insulation, Paints - Surface Preparation - Jointing Compound, Powder, Boral, 20kg | 8-Paints/Insulation | Bag_20kg | 50 | 0 | 0
8A-07-6220 | Paint/Insulation, Paints - Surface Preparation - Jointing Compound, Gypsum, B-711 | 8-Paints/Insulation | Liter_16 | 6 | 0 | 0
8A-07-7100 | Paint/Insulation, Paints - Surface Preparation - Konstrukt Gypsum Putty, Durafill K101 | 8-Paints/Insulation | Pail_16L | 4 | 0 | 0
8A-07-7101 | Paint/Insulation, Paints - Surface Preparation - Konstrukt Gypsum Putty, Durafill K101 | 8-Paints/Insulation | Gallon_4 | 36 | 0 | 4
8A-07-8110 | Paint/Insulation, Paints - Surface Preparation - Liquid Tile Penetrating Sealer, Brown, Liquid Tile Cast | 8-Paints/Insulation | Liter_3.75 | 58 | 0 | 0
8A-07-8210 | Paint/Insulation, Paints - Surface Preparation - Liquid Tile Penetrating Sealer, White, Liquid Tile Cast | 8-Paints/Insulation | Liter_4 | 164 | 0 | 0
8A-07-9100 | Paint/Insulation, Paints - Surface Preparation - Liquid Tile Primer, White | 8-Paints/Insulation | Liter_4 | 6 | 0 | 0
8A-08-10004 | Paint/Insulation, Paints - Wood Application - Wood Parquet Flooring Glue, 1L | 8-Paints/Insulation | Gallon_1L | 20 | 0 | 0
8A-08-10010 | Paint/Insulation, Paints - Wood Application - Penetrating Woodstain, Walnut 4324 | 8-Paints/Insulation | Liter | 10 | 0 | 0
8A-08-2012 | Paint/Insulation, Paints - Wood Application - LacquerDead Flat , 4L | 8-Paints/Insulation | Liter_3.75 | 1 | 0 | 0
8A-08-3010 | Paint/Insulation, Paints - Wood Application - Lacquer Sanding SealerB1254 | 8-Paints/Insulation | Liter_3.75 | 8 | 0 | 0
8A-08-5210 | Paint/Insulation, Paints - Wood Application - Oil Wood Stain, Walnut, B2700 | 8-Paints/Insulation | Liter | 0 | 0 | 0
8A-08-5300 | Paint/Insulation, Paints - Wood Application - Oil Wood Stain, Stain Oak | 8-Paints/Insulation | Gallon | 1 | 0 | 0
8A-08-5410 | Paint/Insulation, Paints - Wood Application - Oil Wood Stain, Maple, B2705 | 8-Paints/Insulation | Gallon | 15 | 0 | 0
8A-08-6000 | Paint/Insulation, Paints - Wood Application - Polyurethane Floor Varnish | 8-Paints/Insulation | Liter | 49 | 0 | 0
8A-08-7012 | Paint/Insulation, Paints - Wood Application - Polyurethane Top CoatClear, 4L | 8-Paints/Insulation | Gallon | 24 | 0 | 0
8A-08-8000 | Paint/Insulation, Paints - Wood Application - Urethane Top Coat | 8-Paints/Insulation | Pail_16L | 11 | 0 | 0
8A-08-9010 | Paint/Insulation, Paints - Wood Application - Varnish LacquerClear Gloss | 8-Paints/Insulation | Gal | 10 | 0 | 0
no item code | Paint/Insulation, Paints - Wood/Metal Applications - Quick Drying Enamel, International Red | 8-Paints/Insulation | Liter | 1 | 0 | 0
8A-09-1121 | Paint/Insulation, Paints - Wood/Metal Applications - Quick Drying Enamel, White, B800, Flat | 8-Paints/Insulation | Liter_3.75 | 1 | 0 | 0
8A-09-11610 | Paint/Insulation, Paints - Wood/Metal Applications - Quick Drying Enamel, Sky Blue, B642 | 8-Paints/Insulation | Liter_3.75 | 2 | 0 | 0
8A-09-1210 | Paint/Insulation, Paints - Wood/Metal Applications - Quick Drying Enamel, Yellow, Traffic Paint B-1961 | 8-Paints/Insulation | Liter_3.75 | 2 | 0 | 0
8A-09-12200 | Paint/Insulation, Paints - Wood/Metal Applications - Quick Drying Enamel, Aluminum | 8-Paints/Insulation | Liter_3.75 | 97 | 0 | 0
8A-09-12301 | Paint/Insulation, Paints - Wood/Metal Applications - Quick Drying Enamel, Black, 4L | 8-Paints/Insulation | Liter_3.75 | 18 | 0 | 0
8A-09-12400 | Paint/Insulation, Paints - Wood/Metal Applications - Quick Drying Enamel, Black | 8-Paints/Insulation | Gallon_1L | 6 | 0 | 0
8A-09-1300 | Paint/Insulation, Paints - Wood/Metal Applications - Quick Drying Enamel, Baby Blue | 8-Paints/Insulation | Gallon | 37 | 0 | 0
8A-09-13210 | Paint/Insulation, Paints - Wood/Metal Applications - Quick Drying Enamel, White , B600 | 8-Paints/Insulation | Liter_3.75 | 2 | 0 | 0
8A-09-13610 | Paint/Insulation, Paints - Wood/Metal Applications - Quick Drying Enamel, Flat Black, B691 | 8-Paints/Insulation | Liter_3.75 | 1 | 0 | 0
8a-09-14010 | Paint/Insulation, Paints - Wood/Metal Applications - Quick Drying Enamel, Lemon Yellow, B661 | 8-Paints/Insulation | Liter_3.75 | 0 | 0 | 0
8A-09-14210 | Paint/Insulation, Paints - Wood/Metal Applications - Quick Drying Enamel, Caterpillar Yellow, B665 | 8-Paints/Insulation | Liter_3.75 | 3 | 0 | 0
8A-09-14510 | Paint/Insulation, Paints - Wood/Metal Applications - Quick Drying Enamel, White, No. 900 | 8-Paints/Insulation | Liter_3.75 | 0 | 0 | 0
8A-09-14910 | Paint/Insulation, Paints - Wood/Metal Applications - Quick Drying Enamel, Black, B690 | 8-Paints/Insulation | Liter_3.75 | 10 | 0 | 0
8A-09-1810 | Paint/Insulation, Paints - Wood/Metal Applications - Quick Drying Enamel, Aluminum, No. 990 | 8-Paints/Insulation | Gallon | 196 | 0 | 0
8B-03-0102 | Paint/Insulation, Insulation - PE Foam - Double-Sided Aluminum Type, 1.25m x 100M | 8-Paints/Insulation | Roll_100mtr | 13 | 0 | 0
8B-03-0201 | Paint/Insulation, Insulation - PE Foam - Single-Sided Aluminum Type, 10mm thk | 8-Paints/Insulation | Roll_50mtr | 0 | 0 | 0
SS-Temp-043 | Epoxy Curing Agent Only | 8-Paints/Insulation | Liter | 0 | 0 | 0
9A-01-1301 | Miscellaneous, PPE - Foot Protection - Steel Toe and Full Metal Sole Safety Shoes, High Cut, Size: 38 | 9-Miscellaneous | Pair | 0 | 0 | 0
9A-01-13010 | Miscellaneous-PPE-Foot Protection-Steel Toe and Full Metal Sole Safety Shoes-High Cut-Size: 39 | 9-Miscellaneous | Pair | 13 | 0 | 1
9A-01-13011 | Miscellaneous-PPE-Foot Protection-Steel Toe and Full Metal Sole Safety Shoes-High Cut-Size: 44 | 9-Miscellaneous | Pair | 10 | 0 | 0
9A-01-1302 | Miscellaneous, PPE - Foot Protection - Steel Toe and Full Metal Sole Safety Shoes, High Cut, Size: 40 | 9-Miscellaneous | Pair | 1 | 0 | 2
9A-01-1303 | Miscellaneous, PPE - Foot Protection - Steel Toe and Full Metal Sole Safety Shoes, High Cut, Size: 41 | 9-Miscellaneous | Pair | 0 | 0 | 0
9A-01-1304 | Miscellaneous, PPE - Foot Protection - Steel Toe and Full Metal Sole Safety Shoes, High Cut, Size: 42 | 9-Miscellaneous | Pair | 0 | 0 | 0
9A-01-1305 | Miscellaneous, PPE - Foot Protection - Steel Toe and Full Metal Sole Safety Shoes, High Cut, Size: 43 | 9-Miscellaneous | Pair | 50 | 0 | 4
9A-02-2012 | Miscellaneous, PPE - Head, Face and Eyes Protection - Goggles, Fog Resistance, Larger Lens | 9-Miscellaneous | Piece | 29 | 0 | 0
9A-02-2021 | Miscellaneous, PPE - Head, Face and Eyes Protection - Goggles, Non-Fog Resistance, Smaller Lens | 9-Miscellaneous | Piece | 111 | 0 | 0
9A-02-3113 | Miscellaneous, PPE - Head, Face and Eyes Protection - Hard Hat, General , 2200 Volts Resistance, Size-Large | 9-Miscellaneous | Piece | 661 | 0 | 0
9A-02-4002 | Miscellaneous, PPE - Head, Face and Eyes Protection - Replacement Cap Suspension, Size-Medium | 9-Miscellaneous | Piece | 57 | 0 | 0
9A-02-5002 | Miscellaneous, PPE - Head, Face and Eyes Protection - Replacement Chin Strap, Size-Medium | 9-Miscellaneous | Piece | 998 | 0 | 0
9A-02-5003 | Miscellaneous, PPE - Head, Face and Eyes Protection - Replacement Chin Strap, Size-Large | 9-Miscellaneous | Piece | 0 | 0 | 0
9A-02-6103 | Miscellaneous, PPE - Head, Face and Eyes Protection - Safety Visor, Polycarbonate, Size-Large | 9-Miscellaneous | Piece | 19 | 0 | 0
9A-06-7002 | Miscellaneous, PPE - Life Line - Turning Buckle and U-Clip, Diameter-16mm | 9-Miscellaneous | Piece | 433 | 0 | 0
9A-02-8000 | Miscellaneous, PPE - Head, Face and Eyes Protection - Welding Helmet, Passive Lens, Size-Large | 9-Miscellaneous | Piece | 8 | 0 | 0
9A-02-8001 | Miscellaneous-PPE- Head, Face and Eyes Protection-Welding Glass-Dark 2 x 4 | 9-Miscellaneous | Piece | 66 | 0 | 0
9A-02-8101 | Miscellaneous-PPE- Head, Face and Eyes Protection-Welding Glass-Clear No. 10-2.7mm x 2" x 4.25" | 9-Miscellaneous | Piece | 137 | 0 | 0
9A-02-8202 | Miscellaneous-PPE- Head, Face and Eyes Protection-Welding Glass-Clear No. 12-2.7mm x 4" x 3" | 9-Miscellaneous | Piece | 108 | 0 | 0
9A-02-8301 | Miscellaneous-PPE- Head, Face and Eyes Protection-Welding Glass-Dark Lens No. 10-2.7mm x 2" x 4.25" | 9-Miscellaneous | Piece | 1266 | 0 | 0
9A-02-8402 | Miscellaneous-PPE- Head, Face and Eyes Protection-Welding Glass-Dark Lens No. 12-2.7mm x 4" x 3" | 9-Miscellaneous | Piece | 4 | 0 | 0
9A-02-9000 | Miscellaneous-PPE- Head, Face and Eyes Protection-Face Shield | 9-Miscellaneous | Piece | 22 | 0 | 0
9A-03-1020 | Miscellaneous, PPE - Nose, Ears and Mouth Protection - Ear Plug, 25 above dB | 9-Miscellaneous | Pair | 160 | 0 | 0
9A-03-2020 | Miscellaneous, PPE - Nose, Ears and Mouth Protection - Ear Muff, 25 above dB | 9-Miscellaneous | Pair | 14 | 0 | 0
9A-03-3300 | Miscellaneous-PPE-Nose, Ears and Mouth Protection-Mask, Full Respiratory Gas Mask (Respirator) | 9-Miscellaneous | Piece | 18 | 0 | 0
9a-03-6000 | Miscellaneous, PPE - Nose, Ears and Mouth Protection - Welding Mask | 9-Miscellaneous | Piece | 396 | 0 | 0
9A-04-1700 | Miscellaneous, PPE - Hand Protection - Hand Gloves, Reflective Traffic | 9-Miscellaneous | Pair | 11 | 0 | 0
9a-04-1800 | Miscellaneous, PPE - Hand Protection - Hand Gloves, Welding Gloves | 9-Miscellaneous | Piece | 0 | 0 | 0
9A-05-1103 | Miscellaneous, PPE - Body Protection - Safety Vest, Mesh Type, Size-Large (TRAFFIC SAFETY VEST) | 9-Miscellaneous | Piece | 10 | 0 | 0
9A-05-1202 | Miscellaneous, PPE - Body Protection - Safety Vest, Skeletal Type, Size-Medium | 9-Miscellaneous | Piece | 5 | 0 | 0
9A-05-1203 | Miscellaneous, PPE - Body Protection - Safety Vest, Skeletal Type, Size-Large (ORANGE) | 9-Miscellaneous | Piece | 5 | 0 | 0
9A-05-3103 | Miscellaneous, PPE - Body Protection - Full Body Harness, Single Lanyard; One D-ring; One Large Double Locked Hook, Size-Large | 9-Miscellaneous | Set | 118 | 0 | 0
9A-05-3203 | Miscellaneous, PPE - Body Protection - Full Body Harness, Double Lanyard; Two D-ring; Two Large Double Locked Hook, Size-Large | 9-Miscellaneous | Set | 127 | 0 | 0
9A-05-4110 | Miscellaneous, PPE - Body Protection - Welding Apron, Leather, Sleeveless | 9-Miscellaneous | Piece | 54 | 0 | 0
9A-05-5001 | Miscellaneous, PPE - Body Protection - Plain Long Sleeve, Size-Small | 9-Miscellaneous | Piece | 75 | 0 | 0
9A-05-5002 | Miscellaneous, PPE - Body Protection - Plain Long Sleeve, Size-Medium | 9-Miscellaneous | Piece | 26 | 0 | 0
9A-05-5004 | Miscellaneous-PPE-Body Protection-Plain Long Sleeve--White, Size-X-Large | 9-Miscellaneous | Piece | 0 | 0 | 0
9A-05-5005 | Miscellaneous-PPE-Body Protection-Plain Long Sleeve--White, Size-XX-Large | 9-Miscellaneous | Piece | 57 | 0 | 0
9A-05-5011 | Miscellaneous-PPE-Body Protection-Plain Long Sleeve--Yellow, Size-Small | 9-Miscellaneous | Piece | 55 | 0 | 0
9A-05-5012 | Miscellaneous-PPE-Body Protection-Plain Long Sleeve--Yellow, Size-Medium | 9-Miscellaneous | Piece | 125 | 0 | 0
9A-05-5013 | Miscellaneous-PPE-Body Protection-Plain Long Sleeve--Yellow, Size-Large | 9-Miscellaneous | Piece | 175 | 0 | 0
9A-05-5014 | Miscellaneous-PPE-Body Protection-Plain Long Sleeve--Yellow, Size-X-Large | 9-Miscellaneous | Piece | 206 | 0 | 0
9A-05-5015 | Miscellaneous-PPE-Body Protection-Plain Long Sleeve--Yellow, Size-XX-Large | 9-Miscellaneous | Piece | 220 | 0 | 0
No Item Code | Miscellaneous-PPE-Body Protection-Plain Long Sleeve--YELLOW, Size-FREE SIZE | 9-Miscellaneous | Piece | 492 | 0 | 0
9A-05-5021 | Miscellaneous-PPE-Body Protection-Plain Long Sleeve--Orange, Size-Small | 9-Miscellaneous | Piece | 185 | 0 | 0
9A-05-5022 | Miscellaneous-PPE-Body Protection-Plain Long Sleeve--Orange, Size-Medium | 9-Miscellaneous | Piece | 255 | 0 | 0
9A-05-5023 | Miscellaneous-PPE-Body Protection-Plain Long Sleeve--Orange, Size-Large | 9-Miscellaneous | Piece | 205 | 0 | 0
9A-05-5024 | Miscellaneous-PPE-Body Protection-Plain Long Sleeve--Orange, Size-X-Large | 9-Miscellaneous | Piece | 108 | 0 | 0
9A-05-5025 | Miscellaneous-PPE-Body Protection-Plain Long Sleeve--Orange, Size-XX-Large | 9-Miscellaneous | Piece | 392 | 0 | 0
No Item Code | Miscellaneous-PPE-Body Protection-Plain Long Sleeve--Orange, Size-FREE SIZE | 9-Miscellaneous | Piece | 760 | 0 | 0
9A-05-5031 | Miscellaneous-PPE-Body Protection-Plain Long Sleeve--Green, Size-Small | 9-Miscellaneous | Piece | 188 | 0 | 0
9A-05-5032 | Miscellaneous-PPE-Body Protection-Plain Long Sleeve--Green, Size-Medium | 9-Miscellaneous | Piece | 501 | 0 | 0
9A-05-5033 | Miscellaneous-PPE-Body Protection-Plain Long Sleeve--Green, Size-Large | 9-Miscellaneous | Piece | 100 | 0 | 0
9A-05-5034 | Miscellaneous-PPE-Body Protection-Plain Long Sleeve--Green, Size-X-Large | 9-Miscellaneous | Piece | 2 | 0 | 0
9A-05-5035 | Miscellaneous-PPE-Body Protection-Plain Long Sleeve--Green, Size-XX-Large | 9-Miscellaneous | Piece | 16 | 0 | 0
No Item Code | Miscellaneous-PPE-Body Protection-Plain Long Sleeve--Green, Size-FREE SIZE | 9-Miscellaneous | Piece | 419 | 0 | 0
9A-05-5043 | Miscellaneous-PPE-Body Protection-Plain Long Sleeve--Grey, Size-Large | 9-Miscellaneous | Piece | 0 | 0 | 0
9A-05-5044 | Miscellaneous-PPE-Body Protection-Plain Long Sleeve--Grey, Size-X-Large | 9-Miscellaneous | Piece | 138 | 0 | 0
9A-05-5045 | Miscellaneous-PPE-Body Protection-Plain Long Sleeve--Grey, Size-XX-Large | 9-Miscellaneous | Piece | 157 | 0 | 0
No Item Code | Miscellaneous-PPE-Body Protection-Plain Long Sleeve--Grey, Size- FREE SIZE | 9-Miscellaneous | Piece | 106 | 0 | 0
9A-05-5051 | Miscellaneous-PPE-Body Protection-Plain Long Sleeve--Violet, Size-Small | 9-Miscellaneous | Piece | 45 | 0 | 0
9A-05-5052 | Miscellaneous-PPE-Body Protection-Plain Long Sleeve--Violet, Size-Medium | 9-Miscellaneous | Piece | 8 | 0 | 0
9A-05-5053 | Miscellaneous-PPE-Body Protection-Plain Long Sleeve--Violet, Size-Large | 9-Miscellaneous | Piece | 73 | 0 | 0
9A-05-5054 | Miscellaneous-PPE-Body Protection-Plain Long Sleeve--Violet, Size-X-Large | 9-Miscellaneous | Piece | 40 | 0 | 0
9A-05-5055 | Miscellaneous-PPE-Body Protection-Plain Long Sleeve--Violet, Size-XX-Large | 9-Miscellaneous | Piece | 60 | 0 | 0
No Item Code | Miscellaneous-PPE-Body Protection-Plain Long Sleeve--Violet, Size- FREE SIZE | 9-Miscellaneous | Piece | 190 | 0 | 0
9A-05-5061 | Miscellaneous-PPE-Body Protection-Plain Long Sleeve-Blue, Size-Small | 9-Miscellaneous | Piece | 40 | 0 | 0
9A-05-5062 | Miscellaneous-PPE-Body Protection-Plain Long Sleeve-Blue, Size-Medium | 9-Miscellaneous | Piece | 62 | 0 | 0
9A-05-5063 | Miscellaneous-PPE-Body Protection-Plain Long Sleeve-Blue, Size-Large | 9-Miscellaneous | Piece | 2 | 0 | 0
9A-05-5064 | Miscellaneous-PPE-Body Protection-Plain Long Sleeve-Blue, Size-X-Large | 9-Miscellaneous | Piece | 32 | 0 | 0
9A-05-5065 | Miscellaneous-PPE-Body Protection-Plain Long Sleeve-Blue, Size-XX-Large | 9-Miscellaneous | Piece | 123 | 0 | 0
No Item Code | Miscellaneous-PPE-Body Protection-Plain Long Sleeve-Blue, Size-FREE SIZE | 9-Miscellaneous | Piece | 387 | 0 | 0
9A-05-5071 | Miscellaneous-PPE-Body Protection-Plain Long Sleeve-Red, Size-Small | 9-Miscellaneous | Piece | 116 | 0 | 0
9A-05-5072 | Miscellaneous-PPE-Body Protection-Plain Long Sleeve-Red, Size-Medium | 9-Miscellaneous | Piece | 65 | 0 | 0
9A-05-5073 | Miscellaneous-PPE-Body Protection-Plain Long Sleeve-Red, Size-Large | 9-Miscellaneous | Piece | 104 | 0 | 0
9A-05-5074 | Miscellaneous-PPE-Body Protection-Plain Long Sleeve-Red, Size-X-Large | 9-Miscellaneous | Piece | 39 | 0 | 0
9A-05-5075 | Miscellaneous-PPE-Body Protection-Plain Long Sleeve-Red, Size-XX-Large | 9-Miscellaneous | Piece | 278 | 0 | 0
No Item Code | Miscellaneous-PPE-Body Protection-Plain Long Sleeve-Red, Size-FREE SIZE | 9-Miscellaneous | Piece | 417 | 0 | 0
No Item Code | Miscellaneous-PPE-Body Protection-Plain Long Sleeve--MAROON, Size-SMALL | 9-Miscellaneous | Piece | 94 | 0 | 0
No Item Code | Miscellaneous-PPE-Body Protection-Plain Long Sleeve--MAROON, Size-Medium | 9-Miscellaneous | Piece | 43 | 0 | 0
No Item Code | Miscellaneous-PPE-Body Protection-Plain Long Sleeve--MAROON, Size-Large | 9-Miscellaneous | Piece | 308 | 0 | 0
No Item Code | Miscellaneous-PPE-Body Protection-Plain Long Sleeve--MAROON, Size-X-Large | 9-Miscellaneous | Piece | 234 | 0 | 0
No Item Code | Miscellaneous-PPE-Body Protection-Plain Long Sleeve--MAROON , Size-XX-Large | 9-Miscellaneous | Piece | 76 | 0 | 0
No Item Code | Miscellaneous-PPE-Body Protection-Plain Long Sleeve--MAROON, Size- FREE SIZE | 9-Miscellaneous | Piece | 410 | 0 | 0
9A-06-6202 | Miscellaneous, PPE - Life Line - Nylon Rope, Without Steel Wire, Thickness-3/4" | 9-Miscellaneous | Roll_75mtr | 0 | 0 | 0
9A-06-8001 | Miscellaneous, PPE - Life Line - Turning Buckle, Diameter-10mm x 3/8" | 9-Miscellaneous | Piece | 60 | 0 | 0
9B-01-8201 | Miscellaneous, Office Supplies - Consumables - Tape, Masking, Size: 1"-Big | 9-Miscellaneous | Piece | 2938 | 0 | 500
9B-01-8204 | Miscellaneous, Office Supplies - Consumables - Tape, Masking, 1/2" | 9-Miscellaneous | Piece | 0 | 0 | 0
9B-01-8302 | Miscellaneous, Office Supplies - Consumables - Tape, Packaging, Clear, Size: 3"-Big | 9-Miscellaneous | Piece | 9 | 0 | 0
9B-01-8601 | Miscellaneous, Office Supplies - Consumables - Tape, Packaging Brown, Size: 2" | 9-Miscellaneous | Piece | 1413 | 0 | 0
9B-01-8602 | Miscellaneous-Office Supplies-Consumables-Tape-Packaging Brown-Size: 3" | 9-Miscellaneous | Piece | 599 | 0 | 0
9B-02-18101 | Miscellaneous, Office Supplies - Non-Consumables - Mop, Handle Aluminum, 5' | 9-Miscellaneous | Piece | 2 | 0 | 0
9B-02-18500 | Miscellaneous, Office Supplies - Non-Consumables - Mop, Foot | 9-Miscellaneous | Piece | 357 | 0 | 0
9B-02-28000 | Miscellaneous, Office Supplies - Non-Consumables - Bowl Pump | 9-Miscellaneous | Piece | 3 | 0 | 0
9B-02-33000 | Miscellaneous, Office Supplies - Non-Consumables - Dust Pan (plastic) | 9-Miscellaneous | Piece | 14 | 0 | 0
9B-02-38101 | Miscellaneous, Office Supplies - Non-Consumables - Tape, Fiber Glass Mesh , 2"x250" Supreme | 9-Miscellaneous | Piece | 258 | 0 | 0
9B-02-38111 | Miscellaneous, Office Supplies - Non-Consumables - Tape, Fiber Glass Mesh, Marshall, 2" x 30m | 9-Miscellaneous | Piece | 0 | 0 | 0
9E-01-8001 | Miscellaneous, Accessories - Parts - Water Meter, 3" (Flange type) | 9-Miscellaneous | Piece | 2 | 0 | 0
No Item Code | Water Meter, 1" | 9-Miscellaneous | Piece | 0 | 0 | 0
9E-01-8002 | Miscellaneous, Accessories - Parts - Water Meter, 1 1/2" | 9-Miscellaneous | Piece | 10 | 0 | 0
SS-Temp-041 | Water Meter 1-1/2" with Coupling - Arad | 5-Piping | Set | 0 | 0 | 0
9E-01-8003 | Miscellaneous, Accessories - Parts - Water Meter, 2 1/2" | 9-Miscellaneous | Piece | 1 | 0 | 0
9E-01-8004 | Water Meter, 2" | 9-Miscellaneous | Piece | 0 | 0 | 0
9E-01-8011 | Miscellaneous, Accessories - Parts - Water Meter, Brass, 3/4" | 9-Miscellaneous | Piece | 8 | 0 | 0
9F-01-2340 | Miscellaneous, Office Tools - Gadgets and Devices - Device, Mechanical, Soldering Iron, | 9-Miscellaneous | Piece | 0 | 0 | 0
9H-01-0300 | Miscellaneous, Work Tools - Hand Tools - , Pliers, , | 9-Miscellaneous | Piece | 24 | 0 | 0
9h-02-1210 | Miscellaneous, Work Tools - Consumables - Straw, RopeSoft Twine, Plastic | 9-Miscellaneous | Length_200 | 0 | 0 | 0
9H-02-3212 | Miscellaneous, Work Tools - Consumables - Metal, Disc-Grinding, 5" | 9-Miscellaneous | Piece | 52 | 0 | 0
9H-02-3360 | Miscellaneous,Work Tools - Consumables - Metal, BladePower Trowel | 9-Miscellaneous | Unit | 6 | 0 | 0
9H-02-3411 | Miscellaneous,Work Tools - Consumables - Metal, Wheel, Flexible Grinding Stone for Stainless, 4" | 9-Miscellaneous | Piece | 1 | 0 | 0
9H-02-4300 | Miscellaneous-Work Tools-Consumables-Adhesive-Super/Instant Glue-- | 9-Miscellaneous | Piece | 100 | 0 | 0
9H-02-8001 | Buffing Pad for Electric motor | 9-Miscellaneous | Piece | 8 | 0 | 0
9J-01-1220 | Miscellaneous-Building Signages-Door/Area Labels-Acrylic--"Security Office", Size: 8.5" x 11", 1/8" thick | 9-Miscellaneous | Bottle | 20 | 0 | 0
9J-01-1241 | Miscellaneous-Cleaning Supplies-Home-Liquid-Disinfectant-All Purpose Sanitizer-Gallon | 9-Miscellaneous | gallon | 27 | 0 | 0
9J-02-5110 | Miscellaneous, Cleaning Supplies - Kitchen - Plastic, Storage, Cling Wrap, | 9-Miscellaneous | roll | 14 | 0 | 0
9J-03-2140 | Miscellaneous, Cleaning Supplies - Bathroom - Powder, Multi Purpose Cleaner, Chlorine Granules, | 9-Miscellaneous | kilo | 35 | 0 | 0
9J-04-1100 | Miscellaneous-Cleaning Supplies-Laundry-Liquid-Fabric Conditioner- | 9-Miscellaneous | Gallon_4L | 2 | 0 | 0
9J-07-1121 | Grease, Lubricant, High Temperature, 454G | 9-Miscellaneous |  | 9 | 0 | 0
No Item Code | Miscellaneous, Safety Materials - Fire Safety - Fire Hose Cabinet ,Surface Type, 690 x 800 x 190mm (no glass/Used) | 9-Miscellaneous | Piece | 0 | 0 | 0
9N-01-2101 | Miscellaneous, Safety Materials - Fire Safety - Fire Hose Cabinet ,Surface Type, 690 x 800 x 190mm | 9-Miscellaneous | Piece | 1 | 0 | 0
9N-01-2341 | Fire Extinguishers (Full) - Green | 9-Miscellaneous |  | 0 | 0 | 0
9N-01-2312 | Miscellaneous-Safety Materials-Fire Safety-Extinguisher, Type ABC, Dry Chemical, Empty Cannister | 9-Miscellaneous | Unit | 250 | 0 | 0
9N-01-3100 | Miscellaneous, Safety Materials - Fire Safety - Leather, Welding Leggings | 9-Miscellaneous | Unit | 0 | 0 | 0
No Item Code | Miscellaneous-PPE-Body Protection-Welding Leg Pudding | 9-Miscellaneous | Pair | 2 | 0 | 0
no item code | Miscellaneous, Safety Materials - Fire Safety - Metal, Welding Cable, Connector , 70-95mm | 9-Miscellaneous | pair | 3 | 0 | 0
9N-01-3101 | Miscellaneous, Safety Materials - Fire Safety - Fire Hose, double Jacketed with Coupling, 40mm x 100ft | 9-Miscellaneous | Piece | 0 | 0 | 0
9N-01-4011 | Miscellaneous, Safety Materials - Fire Safety - Hose Rack, red, 4mm | 9-Miscellaneous | Unit | 0 | 0 | 0
9N-01-4100 | Miscellaneous, Safety Materials - Fire Safety - Metal, Fire Axe | 9-Miscellaneous | Unit | 1 | 0 | 0
9N-01-4301 | Cable Connector [Brass]-60mm/2.0 | 9-Miscellaneous | Piece | 10 | 0 | 0
9N-01-5101 | Miscellaneous, Safety Materials - Fire Safety - Firesafe insulation, Fiber, 500cm x 60cm x 50mm | 9-Miscellaneous | Piece | 1 | 0 | 0
9N-02-4380 | Rope Grab (H-8706) | 9-Miscellaneous | Piece | 10 | 0 | 0
9N-04-6261 | Safety Net-3mm hole-4ft x 90m | 9-Miscellaneous | Meter | 1 | 0 | 0
9N-07-2110 | Miscellaneous, Safety Materials - Tape - PVC Film, Red Tape, Danger, 3" x 300 m | 9-Miscellaneous | Meter | 27 | 0 | 0
9N-07-2221 | Miscellaneous, Safety Materials - Tape - PVC Film, Yellow Tape , Caution, 3" x 300 m | 9-Miscellaneous | Roll | 2 | 0 | 0
9O-01-4143 | Miscellaneous, Building Signages - Directional / Instructional - Vinyl, Reflectorized, Safety Walk, 20" x 7" | 9-Miscellaneous | Meter | 12 | 0 | 0
No Item Code | Fire Hydrant 4" MF 8014 | 5-Piping | Piece | 1 | 0 | 0
No Item Code | TIME CARD RACK | 9-Miscellaneous | Piece | 3 | 0 | 0
No Item Code | Electrical, Panelboards & Breakers - Circuit Protection-Panel Board: Main 300Amp Branches : 150Amp,2 pcs 125Amp,2pcs 100Amp,4pcs 60Amp | 9-Miscellaneous | Piece | 1 | 0 | 0
No Item Code | Electrical, Panelboards & Breakers - Circuit Protection- Panel Board: Main 500Amp Branches : 2pcs 400Amp | 9-Miscellaneous | Piece | 1 | 0 | 0
No Item Code | Electrical, Panelboards & Breakers - Circuit Protection- Panel Board Main : 350Amp Branches : 200Amp, 60Amp, 2pcs 50Amp | 9-Miscellaneous | Piece | 1 | 0 | 0
No Item Code | Electrical, Panelboards & Breakers - Circuit Protection- Circuit Breaker 400Amps | 9-Miscellaneous | Piece | 1 | 0 | 0
No Item Code | Electrical, Panelboards & Breakers - Circuit Protection- Circuit Breaker 200Amp | 9-Miscellaneous | Piece | 2 | 0 | 0
No Item Code | Electrical, Panelboards & Breakers - Circuit Protection- Circuit Breaker 125Amp | 9-Miscellaneous | Piece | 2 | 0 | 0
No Item Code | Electrical, Lighting Fixtures - Lighting Accessories - Led Flourescent Tube | 9-Miscellaneous | Piece | 134 | 0 | 0
No Item Code | Electrical, Lighting Fixtures - Lighting Accessories- Flourescent w/Housing Electronic Ballast | 9-Miscellaneous | Piece | 1 | 0 | 0
5A-01-1412 | Piping, Plumbing, Sanitary & Drainage - Pipe - GI, Flange Type, Schedule 40, 8"Ø | 5-Piping | Length_6 | 56 | 0 | 0
5A-02-2121 | Piping, Plumbing, Sanitary & Drainage - Elbow - PPR, Elbow 90Â°, PN20, 1/2"Ã˜ | 5-Piping | Piece | 100 | 0 | 0
5A-02-21211 | Piping, Plumbing, Sanitary & Drainage - Elbow - PPR, Elbow 90Â°, PN20, Female Adaptor, 1/2"Ã˜ | 5-Piping | Piece | 150 | 0 | 0
5A-02-4012 | Piping, Plumbing, Sanitary & Drainage - Elbow - HDPE, Elbow 135Â° (45Â°), 160mm Ã˜ | 5-Piping | Piece | 20 | 0 | 0
5A-03-22211 | Piping, Plumbing, Sanitary & Drainage - Tee - PPR, Tee Reducer, PN20, 2"Ã˜ x 1/2"Ã˜ | 5-Piping | Piece | 200 | 0 | 0
5A-05-4301 | Piping, Plumbing, Sanitary & Drainage - Coupling - HDPE, Stainless Coupling, 2" Ã˜ | 5-Piping | Piece | 29 | 0 | 0
5A-09-1116 | Piping, Plumbing, Sanitary & Drainage - P Trap - PVC, with Plug, S-1000, 2" Ã˜ | 5-Piping | Piece | 42 | 0 | 0
5D-03-2127 | Piping, General - Flange - G.I. Flange 3" ANSI 150, Schedule 40 Welded | 5-Piping | Piece | 25 | 0 | 0